## Valves and Controls
LP0221a LIST PRICE SCHEDULE
LIST PRICES SHOWN ARE FOR REFERENCE ONLY. FINAL PRICING & AVAILABLITY IS PER FACTORY.
(Use appropriate Valve Multiplier)
Item | Description | Price
35-1015 | M3E EXT CONNECTOR FOR REMOTE PRESSURE SOURCE | 142
40-0331 | 1/2" NPT EZ ADAPTER | 70
40-0332 | 3/4" NPT EZ ADAPTER | 76
40-0333 | COUPLING, 1/2" NPT - 3000#, PLATED | 31
40-0334 | COUPLING, 3/4" NPT - 3000#, PLATED | 39
50-2644 | BALL VALVE, SPRING RETURN, 1/2", 89 SERIES | 411
50-2645 | BALL VALVE, SPRING RETURN, 3/4", 89 SERIES | 505
50-2646 | BALL VALVE, SPRING RETURN, 1", 89 SERIES | 530
50-2647 | BALL VALVE, SPRING RETURN, 1/2", 76 SERIES | 484
50-2648 | BALL VALVE, SPRING RETURN, 3/4", 76 SERIES | 556
50-2649 | BALL VALVE, SPRING RETURN, 1", 76 SERIES | 638
50-2949 | CHAIN OPERATOR, 1-1/2" TO 2" SOV | 335
50-2971 | CHAIN OPERATOR, 2-1/2" TO 4" SOV | 506
50-2972 | CHAIN OPERATOR, 5" TO 6" SOV | 728
50-2973 | CHAIN OPERATOR, 8" TO 10" SOV | 1304
50-2974 | CHAIN OPERATOR, 12" TO 14" SOV | 1789
50-2975 | CHAIN OPERATOR, 16" TO 18" | 3299
50-2985 | CONNECTING LINK FOR CHAIN, 5" TO 10" SOV | 71
50-2986 | CONNECTING LINK FOR CHAIN, 12" TO 18" SOV | 76
50-2987 | CHAIN, FOR 1-1/2"-4" SOV CHAIN OPERATOR, PER FOOT | 13
50-2988 | CHAIN, FOR 5"-10" SOV CHAIN OPERATOR, PER FOOT | 17
50-2989 | CHAIN, FOR 12"-18" SOV CHAIN OPERATOR, PER FOOT | 18
50-3083 | CONNECTING LINK FOR CHAIN, 1-1/2" TO 4" SOV | 39
70-0022 | FLANGE, #050 x 3/8" FPT | 41
70-0023 | (70-0547) #50 FLANGE, 1/2" FPT | 41
70-0024 | (70-0548) #50 FLANGE, 3/4" FPT | 41
70-0112 | FLANGE, 1" X 3/4" FPT | 46
70-0113 | (70-0558) 1" X 1" FPT FLANGE | 46
70-0114 | 1" X 1-1/4" FPT FLANGES | 46
70-0115 | 1"X 3/4" SW FLANGE | 46
70-0116 | FLANGE, #100 X 1" SW, MX | 46
70-0117 | FLANGE, 1" X 1-1/4" SW | 46
70-0142 | #50 MALE ADAPTER RING (HCK) | 35
70-0234 | (70-0554) #50 X 1/2" WN FLANGE | 50
70-0237 | #050 FLANGE, 3/8" SW FLANGE | 37
70-0238 | (70-0551) FLANGE, 1/2" X 1/2" SW, MX | 40
70-0239 | FLANGE, 1/2" X 3/4" SW, MX | 40
70-0266 | #100 MALE ADAPTER RING, HCK4 | 42
70-0333 | FLANGE, #100 X 1-1/4" WN.. | 65
70-0334 | (NO ACTIVE VENDOR) #100 X 7/8" ODS FLANGE | 65
70-0335 | FLANGE,#100X28MM /1-1/8" ODS | 65
70-0336 | FLANGE, 1" X 1-3/8" ODS | 66
70-0350 | FLANGE, 1/2" X 5/8" ODS | 51
70-0432 | FLANGE,#100 X 1-1/2" WELDMENT | 65
70-0433 | 1/2" X 3/4"SW FLANGE FOR APM MX | 69
70-0480 | FLANGE,1" X 1-1/2" SW | 51
70-0511 | QUICK DISCONN PLUG SOCKET W/WATERTIGHT PLT LT,24V | 97
70-0512 | QUICK DISCONN PLUG SOCKET W/WATERTIGHT PLT LT,115V | 157
70-0513 | QUICK DISCONN PLUG SOCKET W/WATERTIGHT PLT LT,230V | 97
70-0525 | ASSY,1/2" HS8A SOLENOID VALVE FOR CO2 | 743
70-0551 | (70-0238) PLATED, #050 FLANGE, 1/2" SW | 48
70-0620 | ASCO VALVE, EF8262G220J, 24VDC | 915
70-0625 | FLANGE,#100 X 1" WN, SCH 80, PLATED | 65
70-0626 | FLANGE,#100 X 1-1/4"WN, SCH 80, PLATED | 65
70-1034 | FEMALE ADAPTER RING KIT FOR ST050 | 28
70-1035 | FEMALE ADAPTER RING KIT FOR ST100 | 36
70-1052 | MS SOLENOID CONTROL MODULE | 179
70-1076 | FAR50,1/2" FEMALE ADAPTER RING AND GASKET KIT | 28
70-1077 | FAR100,1"FEMALE ADAPTER RING AND GASKET KIT | 38
70-1085 | ENCAPSULATED COIL KIT,W/1/2"FITTING,115V50/60HZ | 103
70-1086 | ENCAPULATED COIL KIT,W/1/2"FITTING,230V/50/60HZ | 103
70-1087 | ENCAPSULATED COIL KIT, 1/2"NPT, 24VAC | 103
70-1088 | PLUG-IN COIL KIT,LESS DIN SOCKET,115V50/60HZ | 106
70-1089 | PLUG-IN COIL KIT,LESS DIN SOCKET,230V50/60HZ | 106
70-1090 | PLUG-IN COIL KIT,LESS DIN SOCKET,24VAC | 106
70-1091 | PLUG-IN COIL KIT,LESS DIN SOCKET,24V DC | 106
70-1092 | PLUG-IN ENCAPSUL.COIL KIT WITH DIN/ QD CONN.,115V | 117
70-1093 | PLUG-IN ENCAPSUL.COIL WITH DIN/QD CONN.,230V | 117
70-1094 | PLUG-IN ENCAPSUL.COIL KIT WITH DIN/QD CONN.,24VAC | 117
70-1095 | PLUG-IN ENCAPSUL.COIL kit WITH DIN/QD CONN.,24DC | 117
70-1100 | BEACON PILOT LIGHT KIT (RED) | 91
70-1101 | BEACON PILOT LIGHT KIT (AMBER) | 91
70-1102 | BEACON PILOT LIGHT KIT (GREEN) | 91
70-1104 | HANSEN ADAPTER KIT FOR DANFOSS COIL | 34
70-1105 | ENC COIL KIT 115V50/60HZ,W/ JUNCT BOX | 123
70-1106 | ENC COIL KIT,208/230V 50/60 JUNCT BOX | 123
70-1108 | ENC COIL KIT,24V 50/60 JUNCT BOX | 123
70-1113 | KIT, N.O. SOLENOID CONTROL MODULE | 398
70-1135 | HIGH PRESSURE MS CONTROL MODULE, CO2 | 348
70-1137 | 1/2" HS8W (OLD-STYLE PISTON)3/4"SW CONN-LESS COIL | 647
70-1138 | 1/2" HS8W (OLD-STYLE PISTON)1/2" SW CONN-LESS COIL | 647
70-1147 | MVP13,1/2" SOL,OLD HS8 PISTON,SOV,HW,3/4" SW CONN | 1624
70-1148 | MVP13,1/2" SOL,OLD HS8 PISTON,SOV,1" BW CONN | 1619
70-1149 | MVP13,1/2" SOL,OLD HS8 PISTON,SOV,3/4" SW CONN | 1546
70-1150 | MVP13,1/2" SOL,OLD HS8 PISTON,SOV,1/2" SW CONN | 1466
70-1151 | MVP13,1/2" SOL,OLD HS8 PISTON,SOV,HW,1/2" SW CONN | 1545
70-1152 | MVP13,1/2" SOL,OLD HS8 PISTON,SOV,HW,3/4" BW CONN | 1624
70-1153 | MVP13,1/2" SOL,OLD HS8 PISTON,SOV,HW, 1" BW CONN | 1698
70-1154 | MVP13,1/2" SOL,OLD HS8 PISTON,SCK,HW,3/4" SW CONN | 1839
70-1155 | ENCAPSULATED COIL KIT,1/2"FTG,115V50/60HZ,60"LEADS | 110
70-1156 | ENCAPULATED COIL KIT,1/2"FTG,230V/50/60HZ,60"LEADS | 110
70-1157 | MVP13,1/2" SOL,OLD HS8 PISTON,SCK,HW,1/2" SW CONN | 1748
72-0022 | HCK4-8 2" FLGED IN-LINE CHECK VLV, LESS FLGES | 471
72-0037 | MAR200 MALE ADAPTER RING FOR 1-1/2" & 2" HCK4 | 58
72-0055 | MAR250 MALE ADAPTER RING, 2-1/2" HCK4 | 67
72-0056 | MAR300 MALE ADAPTER RING | 69
72-0057 | MAR400 MALE ADAPTER RING | 101
72-0059 | ASSY,1-1/2"FLANGED IN-LINE CHECK VALVE | 407
72-0079 | HCK4-6 1-1/4"(4-BOLT):FLANGED IN-LINE CHK VLV | 327
72-1001 | 3"HCK4-0LR CHK VLV& REPLMT KIT OR WOLF-LINDE#5980 | 1038
72-1002 | 4"HCK4-1LR, CHK VLV& REPLMT KIT FOR WOLF-LINDE#598 | 1621
75-0034 | FLANGE,#200 X 1-1/2" SW | 69
75-0035 | FLANGE, #200 X 2" SW | 69
75-0038 | #250 X 2-1/2" SW FLANGE | 116
75-0039 | FLANGE, #250 X 3" SW | 122
75-0042 | FLANGE, #300 X 2 1/2" SW | 120
75-0043 | (75-2142) FLANGE, #300 X 3" SW | 131
75-0417 | #400 X 4" SW FLANGE | 214
75-0436 | 2" X 1-5/8" ODS FLANGE | 91
75-0437 | 2" X 2-1/8" ODS FLANGE | 91
75-0438 | 2-1/2" X 2-5/8" ODS FLANGE | 143
75-0464 | FLANGE,#400 X 4" WN | 285
75-0479 | #400 X 4-1/8" ODS FLANGE | 271
75-0482 | 3" X 3-1/8" ODS FLANGE | 191
75-0484 | MALE ADAPTER RING 1/2" x 5/8" | 36
75-0495 | 1-1/4" X 1-1/4" (4 BOLT FLANGE) | 87
75-0500 | 2-1/2" WN FLANGES | 184
75-0524 | #200 FLANGE, 2" WN | 91
75-0525 | FLANGE, #200 X 2-1/8" ODS | 91
75-0526 | #200 X 1-5/8" ODS FLANGE | 91
75-0550 | FLANGE, #200 X 1-1/2" WN.. | 91
75-0561 | AMMONIA GAUGE -1 TO +11 BAR PROD TO "GA1M" | 194
75-0562 | AMMONIA GAUGE -1 TO +21 BAR PROD TO "GA2M" | 192
75-0576 | FLANGE, #300 X 3" / 80MM WN. | 182
75-0577 | #300 X 3-1/8" ODS FLANGE | 182
75-0578 | FLANGE, 2-1/2" X 2-1/2" WN | 143
75-0579 | FLANGE, #250 X 2-5/8" / 67MM ODS | 143
75-0700 | HONEYWELL MOTOR FOR 4-20MA INPUT SIGNAL, 120VAC | 1094
75-0713 | AM CNTRL MOD,HDWR ONLY(LESS MTR)RG V,SPEC INST REQ | 2056
75-0718 | TR40 TRANSFORMER 120V/230:24V FOR AM/AQ MOTOR | 282
75-0719 | TRANSFRMR,REMOT,240/24,PEN,MPP | 306
75-0774 | 1-1/4" X 1-1/4" SW FLANGE (4-BOLT) | 46
75-0791 | RESEATING RELIEF CONTROL MOD(PILOT)RG D | 488
75-0843 | HONEYWELL MOTOR FOR 135 OHM INPUT SIGNAL, 24 VAC | 1106
75-0844 | KIT,HONEYWELL MOTOR ASSY,4-20MA INPUT SIGNAL120VAC | 1106
75-0845 | HONEYWELL FLOATING MOTOR | 1377
75-0852 | PENN FLOATING MOTOR W/HARDWARE | 1276
75-0854 | PROPORTIONAL CONTROLLER, 4-20MA | 652
75-0855 | DIGITAL DISPLAY MODULE FOR PROPORTIONAL CONTROLLER | 377
75-0869 | ASSY,1-1/2"HCK1,PSTN CHK VLV,INTERN EQUAL | 974
75-1043 | FEMALE ADAPTER RING KIT FOR ST200 STRAINER | 103
75-1044 | FEMALE ADAPTER RING KIT FOR ST250 STRAINER | 132
75-1045 | FEMALE ADAPTER RING KIT FOR ST300 STRAINER | 149
75-1046 | FEMALE ADAPTER RING KIT FOR ST400 STRAINER | 194
75-1063 | M3S PILOT PORT STOPPING PLUG FOR HA4A REGULATOR | 33
75-1064 | M3B PILOT PORT STRAIGHT THRU FLOW PLUG FOR HA4A RE | 33
75-1081 | M3L/P DIFF PRES PILOT/PNEUM.COMP.PRES PILOT,RG.A | 488
75-1082 | 3/4"(20MM)AR1 MAIN REG.BODY W/ 1-CONTRL MOD(PILOT) | 534
75-1083 | 1"(25MM)AR1 MAIN REG.BODY W/ 1 -CONT MOD(PLT)PORT | 570
75-1084 | 1-1/4"(32MM)AR1 MAIN REG.BODY W/ 1 -CONT MOD(PILOT | 781
75-1084E | 1-1/4"(32MM)A1 MAIN REG.BODY CE CAT.I,MOD.A,EF 100 | 781
75-1084Z | 1-1/4"(32MM)AR1 MAIN REG.BODY W/1 -CONT MOD,PLTD | 902
75-1085 | 1-1/2"(40MM)AR1MAIN REG.BODY W/ 1-CONT MOD(PILOT)P | 1135
75-1085E | 1-1/2"(40MM) AR1 MAIN REG CE-CAT.II,MOD H,EF101 | 1135
75-1086 | 2"(50MM)AR1 MAIN REG BODY W/ 1-CONT MODULE(PILOT)P | 1379
75-1086E | 2"(50MM)AR1 MAIN REG.1 PLT CE-CAT.II,MOD.H,EF 101 | 1379
75-1087 | 2-1/2"(65MM)AR1 MAIN REG.BODY W/ 1 -CONT MOD(PILOT | 1796
75-1087E | 2-1/2"(65MM)MAIN REG.1 MOD CE-CAT.II,MOD.H,EF 101 | 1796
75-1088 | 3"(80MM)AR1 MAIN REG.W/ 1-CONT MOD(PLT)PORT | 2600
75-1088E | 3"(80MM)AR1,MAIN REG.1 MOD CE-CAT.II,MOD.H.EF 101 | 2600
75-1089 | 4"(100)AR1 MAIN REG BODY W/ 1-CONT MOD(PILOT)PORT | 3915
75-1089E | 4"(100MM)AR1,MAIN REG.1 MOD CE.CAT.II,MOD.H,EF101 | 3915
75-1090 | 3/4"(20MM)AR3 MAIN REG.W/ 3-CON MOD(PLT)PORT | 660
75-1091 | 1"(25MM)AR3 MAIN REG.BODY W/ 3 -CONT MOD(PLT)PORT | 697
75-1092 | 1-1/4"(32MM)AR3 MAIN REG.BODY W/ 3-CONT MOD(PILOT | 919
75-1092E | 1-1/4"(32MM) AR3 MAIN REG. CE-CAT.I,MOD A,EF 100 | 919
75-1093 | 1-1/2"(40MM)AR3 MAIN REG BODY W/ 3-CONT MOD(PILOT) | 1289
75-1093E | 1-1/2"(40MM)AR3 MAIN REG. CE-CAT.II,MOD.H,EF 101 | 1289
75-1094 | 2"(50MM)AR3 MAIN REG BODY W/ 3-CONT MODULE(PILOT)P | 1519
75-1094E | 2"(50MM)AR3 MAIN REG. CE-CAT.II,MOD H,EF101 | 1519
75-1095 | 2-1/2"(65MM)AR3 MAIN REG BODY W/ 3-CONTRL MOD(PILO | 1936
75-1095E | 2-1/2"(65MM)AR3 MAIN REG. CE-CAT.II,MOD.H,EF101 | 1936
75-1096 | 3"(80MM)AR3 MAIN REG BODY W/ 3-CONT MODULE(PILOT)P | 2740
75-1096E | 3"(80MM)AR3MAIN REG.3-PORT CE-CAT.II,MOD H, EF 101 | 2740
75-1097 | KIT,M3 INLET PRES. MOD.PILOT RG.A:0 TO 150 PSI | 369
75-1098 | M3 INLET PRES.CONT MOD PILOT)RG B:30 TO 300PSIG | 369
75-1099 | M3, INLET PRESS CNTRL MOD(PILOT) RG V: 20-130 PSI | 591
75-1100 | M30 OUTLET PRES.CONTRL MOD (PILOT)RG V: 20-130 PSI | 708
75-1101 | M30 OUTLET PRES.CONTRL MOD (PILT)RG B:30TO300PSIG | 708
75-1103 | M3K RESEAT RELIEF CONTROL MODULE(PILOT), RANGE A | 441
75-1104 | M3K RESEATING RELF CNTRL MODULE(PILOT)RGE B,# | 441
75-1126 | COMPACT PRES CONTRL MODULE (PILOT)RG A:0TO150PSIG | 369
75-1127 | KIT, M3KW RG.A COMPACT PILOT | 441
75-1128 | 4"AR3,MAIN REG BODY WITH 3-CONTROL MOD.(PILOT)PORT | 4053
75-1128E | 4"(100MM)AR3,MAIN REG.3 MOD. CE.CAT.II,MOD.H,EF101 | 4053
75-1136 | FAR200, 2" FEMALE ADAPTER RING AND GASKET KIT | 103
75-1137 | FAR250, 2-1/2"FEMALE ADAPTER RING AND GASKET KIT | 132
75-1138 | FAR300, 3" FEMALE ADAPTER RING AND GASKET KIT | 149
75-1139 | FAR400, 4" FEMALE ADAPTER RING AND GASKET KIT | 194
75-1143 | HONEYWELL MOTOR MOUNTING KIT | 35
75-1146 | M3Q,ELECT CTRL MOD RG 0-87 PSIG(0-6 BAR),W/ACTUATR | 2821
75-1193 | KIT,RANGE A,MOTORIZED PILOT MOD | 433
75-1202 | KIT, M3K RANGE C PILOT | 652
75-1203 | KIT, M3K RANGE D PILOT | 441
75-1204 | KIT, M3 RANGE C PILOT | 578
75-1205 | KIT, M3 RANGE D PILOT | 369
75-1241 | 1-1/4"(32MM)AR1 MAIN BODY (4-BLT)1-CONT MOD(PILOT | 868
75-1242 | 1-1/4"(32MM)AR3 MAIN BODY(4-BLT)3 -CNT MOD(PILOT | 1021
75-1243 | KIT, OUTLET PRESSURE PILOT RANGE D, HIGH PRESSURE | 715
75-1249 | KIT, M3 PNEUM RG.V CONTROL MOD. | 712
75-1283 | KIT, RANGE B, MOTORIZED PILOT MODULE | 433
75-1285 | KIT, RANGE V, MOTORIZED PILOT MODULE | 656
75-1324 | M3OP OUTLET PNEUM PRES.PILOT,RG V: 20"-130 PSI | 621
75-2021 | CONFIGURED ONLY, ACTUATOR KIT FOR M3Q | 2388
75-2022 | KIT, PILOT, M3Q P.P. | 433
75-2058 | 3/4"(20MM)HA4AK REG. 50%RED.RG.100-550PSIG,CO2 | 1050
75-2059 | 3/4"(20MM)HA4AK REG. 25%RED.RG.100-550PSIG,CO2 | 1001
75-2060 | 1-1/4"(32MM)HS4A SOLENOID VALVE FOR CO2 | 1411
75-2061 | 3/4"(20MM)HA4ADK DUAL RESEAT RELF REG.25%RED.FOR C | 2767
75-2062 | 3/4"(20MM)HA4ADMK ELECT.MTR RELF REG.25%,FOR CO2 | 4423
75-2154 | (USE 75-1103Z) PRESS PILOT RG A:@ 70#, PLT | 463
75-2159 | ASSY, RG.A P-L P.PILOT, PLT | 515
75-2201 | ASSY, RANGE B OUTLET P.P., PLT | 741
75-2279 | 75-0042 PLATED-FLANGE,#300 X2-1/2"SW | 159
75-2318 | FLANGE,#200 X 1-1/2" WN, SCH 80, PLATED | 91
75-2319 | PNEUM.PILOT,R/A,0-150PSI FOR CO2 (KIT# 75-1186) | 723
75-2424 | 1-1/2" (40mm) HCK1 CHECK VALVE,60% REDUCED | 882
78-0140 | ST100 REFRIG.STR.HEAVY DUTY 100 MESH SCREEN, W/FAR | 453
78-0166 | 1/2"(13MM)REFRIGERANT STRAINER FOR CO2 | 335
78-0188 | STRAINER ASSY, ST200 W/1/4" ANPT SENSING PORT | 715
78-0188E | STRN ASSY,ST200 W/1/4" NPT SEN PORT,CE-CATII,MOD H | 715
78-0189 | STRAINER ASSY, ST250 W/1/4" ANPT SENSING PORT | 948
78-0189E | ST250 1/4" ANPT SENS PT, CE-CATII, MOD.H, EF101 | 1043
78-0192 | ASSY, ST200 W/ 1/4"ANPT SENSING PORT, PLATED | 775
AR3W/8082 | 4" 3-PORT PILOT (LESS PILOT)WELD-IN 4"BW CON. | 5119
AS150C | 1-1/2" REFRIG.SHUT-OFF VLV ANG ,SOCKET WELD,SC | 457
AS150CE | 1-1/2"SHUT-OFF VLV ANG,SW,SC CE-CAT II,MOD H EF107 | 457
AS150CS | 1-1/2"REFRG SHUT-OFF ANG SW SC W/ S/S PACK NUT | 515
AS150H | 1-1/2"NH3 SHUT-OFF VALVE ANGLE,SOCKET WELD,HW | 457
AS150HE | 1-1/2" SHUT-OFF VLV,ANG,SW,HW,CE-CATII,MOD H.EF107 | 457
AS150HS | 1-1/2" ANGLE SHUT-OFF, SW, HW, W/ S/S PACKING NUT | 515
AS200C | 2"REFRIGE.SHUT-OFF VALVE ANGLE,SOCKET WELD,SC | 527
AS200CE | 2" ANGLE SHUT-OFF VLV,SW, SC, CE-CATII,MOD H EF107 | 527
AS200CS | 2"REFRIG.SHUT-OFF,ANG.SW,SC,W/ S/S PACK NUT | 585
AS200H | 2" AMMONIA SHUT-OFF VALVE ANGLE,SW,HW | 527
AS200HE | 2" SHUT-OFF VLV, ANG,SW,HW,CE-CATII,MOD.H,EF107 | 527
AS200HS | 2" ANGLE SHUT-OFF, SW, HW, W/ S/S PACKING NUT | 585
AS251C | 2-1/2"REFRIG.SHUT-OFF VLV ANGLE,SOCKET WELD,SC | 707
AS251CE | 2-1/2"SHUT-OFF VLV ANG,SW, SC,CE-CATII MOD H,EF107 | 707
AS251CS | 2-1/2" ANG SHUT-OFF VLV, SW,SC,S/S PACKING NUT | 781
AS251H | 2-1/2"NH3 SHUT-OFF VALVE ANGLE,SOCKET WELD,HW | 707
AS251HE | 2-1/2"SHUT-OFF VLV ANG,SW,HW,CE-CATII,MOD.H,EF107 | 707
AS251HS | 2-1/2" ANG SHUT-OFF VLV,SW,HW, S/S PACK NUT | 781
ASB050C | 1/2"SHUT-OFF VLV,ANGLE ,BLT BONNET,SW,SC | 191
ASB050CS | 1/2"ANG. SHUT-OFF,BLT.BNT,SW,SC,W/ S/S PACK NUT | 244
ASB050H | 1/2" SHUT-OFF VALVE, ANGLE, 4 BLT, SW, HW | 191
ASB050HS | 1/2" ANG. VLV,BLT.BNT.SW.HW.W S/S PACKING NUT | 244
ASB075C | 3/4"SHUT-OFF VLV,ANGLE ,BLT BONNET,SW.SC | 227
ASB075CS | 3/4" SHUT-OFF ANG,BLT.BNT. SW,SC,W/ S/S PACK NUT | 280
ASB075H | 3/4"SHUT-OFF VALVE,ANGLE,BOLTED BLT,SW,HW | 227
ASB075HS | 3/4" ANG SHUT-OFF,BLT.BNT,SW,HW, S/S PACK NUT | 280
ASB100C | 1"SHUT-OFF VALVE,ANGLE ,BLT BONNET,SW.SC | 239
ASB100CS | 1" SHUT-OFF,ANG,BLT.BNT.SW,SC,W/S/S PACKING NUT | 291
ASB100H | 1"SHUT-OFF VLV,ANGLE ,BOLTED BONNET,SW,HW | 239
ASB100HS | 1" ANG SHUT-OFF VLV,SW, BLT.BNT.HW,W/ S/S PACK NUT | 291
ASB125C | 1-1/4"SHUTOFF VLV,ANGLE ,BOLT BONNT,SW,SC | 329
ASB125CE | 1-1/4"SHUT-OFF,ANGLE,SW,SC,CE-CATI MODA,EF106 | 329
ASB125CS | 1-1/4"ANG SHUT-OFF,BLT.BNT.,SW,SC, S/S PACK NUT | 381
ASB125H | 1-1/4"SHUTOFF VLV,ANGLE,BOLT BONNT,SW,HW | 329
ASB125HE | 1-1/4"SHUT-OFF,ANGLE,SW,HW,CE-CAT I,MODA.EF106 | 329
ASB125HS | 1-1/4" ANG SHUT-OFF VLV,SW,HW,S/S PACKING NUT | 381
ASBZ050C | 1/2"SHUTOFF VLV,ANG,BLT BNT,SW,SC,PLT | 217
ASBZ050CS | 1/2" SHUT-OFF,ANG,BLT.BNT,SW,SC W/ S/S PACK,PLTD | 270
ASBZ050H | 1/2"SHUTOFF VLV,ANGL,BOLT BNT,SW,HW,PLT | 217
ASBZ050HS | 1/2" SHUT-OFF,ANG,BLT BNT,SW,HW,W/ S/S PACK.,PLT | 270
ASBZ075C | 3/4"SHUTOF VL,ANGL,PLATD, ,BLT BNNT,SW,SC | 252
ASBZ075CS | 3/4"ANG VLV,BLT.BNT,SW,SC, S/S PACK NUT, PLTD | 305
ASBZ075H | 3/4"SHUTOF VL,ANGL,PLAT, ,BLT BNNT,SW,HW | 252
ASBZ075HS | 3/4" SHUT-OFF,ANG.SW.HW.W/ S/S PACK NUT,PLATED | 305
ASBZ100C | 1"SHUTOFF VLV,ANGL,PLATD, ,BOLT BONNT,SW,S | 265
ASBZ100CS | 1"SHUT-OFF,ANG,BLT.BNT.SW.SC,W/ S/S/ PACK,PLTD | 318
ASBZ100H | 1"SHUTOFF VLV,ANGL,PLATD, ,BOLT BNNT,SW,HW | 265
ASBZ100HS | 1" SHUT-OFF,ANG.SW.HW. W/ S/S PACK NUT, PLATED | 318
ASBZ125C | 1-1/4" ANGLE SHUT-OFF VALVE, SW PLTD ,BLTD BON,SC, | 356
ASBZ125CE | 1-1/4"ANG.SHUT-OFF,SW,SC,PLTD, CE-CATI,MODA,EF106 | 356
ASBZ125CS | 1-1/4" ANG VLV ,BLT.BNT.SW,SC, S/S/ PACK NUT,PLTD | 408
ASBZ125H | 1-1/4"SHUT-OFF VLV,ANG,.NECK,BLTD BON,SW, | 356
ASBZ125HS | 1-1/4" SHUT-OFF,ANG.SW.HW.W/ S/S/ PACK, PLATED | 408
ASE050C | 1/2"SHUT-OFF VLV, ANG, EXT.NECK,BLT.BNT,SW,SC | 276
ASE050H | 1/2"SHUT-OFF VLV, ANL,EXT.NECK,BLT. BNT,SW,HW | 276
ASE075C | 3/4"SHUT-OFF VALVE,ANG, EXT.NECK,BLT.BNT,SW,SC | 314
ASE075H | 3/4"SHUT-OFF VALVE,ANG,EXT.NECK,BLT. BONNET,SW,HW | 314
ASE100C | 1"SHUT-OFF VALVE,ANG, EXT.NECK, BLT.BONNET,SW,SC | 373
ASE100H | 1"SHUT-OFF VALVE,ANGLE, EXT.NECK,BLT. BONNET,SW,HW | 373
ASE125C | 1-1/4"SHUT-OFF VLV,ANG,EXT.NECK,BLT.BNT,SW,SC | 465
ASE125H | 1-1/4"SHUT-OFF VLV,ANG, EXT.NECK,BLT. BNT,SW,HW | 465
ASE150C | 1-1/2"SHUT-OFF VLV,ANG,EXT.NECK,BLT.BONNET,SW,SC | 617
ASE150H | 1-1/2"SHT-OFF VLV,ANG,EXT.NECK,BLT. BONNET,SW,HW | 617
ASE200C | 2"SHUT-OFF VALVE,ANG, EXT.NECK,BLT. BONNET,SW,SC | 690
ASE200H | 2"SHUT-OFF VALVE,ANG, EXT.NECK,BLT. BONNET,SW,HW | 690
ASE251C | 2-1/2" SHUT-OFF VLV,ANG.EXT.NECK,BLT. BNT,SW,SC | 909
ASE251H | 2-1/2" SHUT-OFF VAVLE, ANG.EXT.NCK,BLT.BNT,SW,HW | 909
ASEZ075C | 3/4" ANGLE SHUT-OFF VLV,EXT. NECK.SW.SC, PLATED | 340
ASEZ075H | 3/4" SHUT OFF VLV, ANG,EXT NECK,BLT BNT,PLTD, SW, | 340
ASEZ100C | 1" ANGLE SHUT-OFF VLV, EXT.NECK,SW,SC,PLATED | 401
ASEZ100H | 1" ANGLE SHUT-OFF,EXT NECK,SW,HW,PLATED | 401
ASEZ125C | 1-1/4"SHUT-OFF,ANG,EXT NECK,BLT.BNT.SW.SC.PLATED | 493
ASEZ125H | 1-1/4"SHUT-OFF,ANG,EXT NECK,BLT.BNT.SW.HW.PLATED | 493
ASEZ150C | 1-1/2" ANGLE SHUT-OFF VALVE, EXT NECK,SW,SC,PLTD | 677
ASEZ150H | 1-1/2"SHUT-OFF ANG,EXT NECK,BLT BNT,SW,HW,PLTD | 677
ASEZ200C | 2" SHUT-OFF, ANG, EXT NECK,BLT BNT SW, SC, PLATED | 755
ASEZ200H | 2"SHUT-OFF,ANG,EXT.NECK.BLT.BNT SW,HW,PLTD | 755
ASEZ251H | 2-1/2"SHUT-OFF,ANG.EXT.NECK.BLT.BNT.,SW,HW.ZINC | 1008
ASZ150C | 1-1/2"REFRIG.SHUT-OFF VALVE, PLATED,ANGLE,SW,SC | 516
ASZ150CS | 1 1/2" ANGLE VALVE SW,SC, W/ S/S/ TRIM,PLTD | 574
ASZ150H | 1-1/2"AMMONIA SHUT-OFF VALVE, PLATED,ANGLE,SW,HW | 516
ASZ150HS | 1-1/2"SHUT-OFF,ANG.SW.HW. W/ S/S PACK NUT, PLATED | 574
ASZ200C | 2"REFRIGERANT SHUT-OFF VALVE, PLATED,ANGLE,SW,SC | 589
ASZ200CS | 2" ANG SHUT-OFF,SW,SC, W/ S/S PACKING, PLATED | 647
ASZ200H | 2"AMMONIA SHUT-OFF VALVE, PLATED,ANGLE,SW,HW | 589
ASZ200HS | 2" SHUT-OFF,ANG.SW.HW.,SS PACK NUT,PLT | 647
ASZ251C | 2-1/2"REFRIG SHUT-OFF VALVE, PLATED,ANGLE,SW,SC | 802
ASZ251CS | 2-1/2" ANGLE SOV, SW, SEAL CAP W/SS TRIM, PLATED | 875
ASZ251H | 2-1/2"AMMONIA SHUT-OFF VALVE, PLATED,ANGLE,SW,HW | 802
AT038C | 3/8"REFRIG SHUT-OFF VLV ANGLE,THREADED,SEAL CAP | 160
AT038H | 3/8"NH3 SHUT-OFF VALVE ANGLE,THREADED,HW | 160
AT051C | 1/2"REFRIG.SHUT-OFF VLV ANGLE,THD,SEAL CAP | 164
AT051H | 1/2"NH3 SHUT-OFF VALVE ANGLE,THREADED,HW | 164
AT076C | 3/4"REFRIG SHUT-OFF VLV ANGLE,THREADED,SEAL CAP | 187
AT076H | 3/4"NH3 SHUT-OFF VALVE ANGLE,THREADED,HW | 187
ATB050C | 1/2"SHUT-OFF VLV,ANGLE,BLT BON,THD.,SC | 189
ATB050CS | 1/2" ANGLE SHUT-OFF THD, BLT.BNT. SC S/S PACK NUT | 242
ATB050H | 1/2"SHUT-OFF VALVE,ANGLE,BLTD,BON,THD,HW | 189
ATB050HS | 1/2" ANG SHUT-OFF,THD BLT BNT,HW W/ S/S PACK NUT | 242
ATB075C | 3/4"SHUT-OFF VLV,ANGLE ,BLTD BON,THD.SC | 226
ATB075CS | 3/4"SHUT-OFF VLV.ANG.,BLT.BNT.SC W/S/S PACK NUT | 279
ATB075H | 3/4"SHUT-OFF VLV,ANGLE,BLTD BONN,THD,HW | 226
ATB075HS | 3/4" ANG SHUT-OFF,THD,BLT.BNT,HW, S/S PACK NUT | 279
ATB100C | 1"SHUT-OFF VLV,ANGLE,BLT BONNET,THD.,SC | 236
ATB100CS | 1" ANG SHUT-OFF, THD,SC,BLT BNT W/ S/S PACKING NUT | 289
ATB100H | 1"SHUT-OFF VALVE,ANGLE,BLTD BONN,THD,HW | 236
ATB100HS | 1" ANG SHUT-OFF THD,HW,BLT BNT S/S PACKING NUT | 289
ATB125C | 1-1/4"SHUTOFF VLV,ANGL ,BOLT BONNT THD,SC | 329
ATB125H | 1-1/4"SHUTOFF VLV,ANGL,BOLT BONNT,THD,HW | 329
ATB125HS | 1-1/4"ANG. SHUT-OFF,THD,HW,BLT.BNT W/ S/S PACK NUT | 381
ATBZ050C | 1/2" SHUT-OFF VLV,ANGL,PLATD,BLT BNT,THD,SC | 214
ATBZ050CS | 1/2" ANGLE SHUT-OFF THD, BLT.BNT. SC S/S, PLATED | 266
ATBZ050H | 1/2" SHUT-OFF VLV,ANG,PLT,BLT BNT,THD,HW | 214
ATBZ075C | 3/4"SHUT-OFF VALVE,ANGLE,PLATED, EXT.NECK,BOLTED B | 251
ATBZ075CS | 3/4" ANG.VALVE,THD,BLT.BNT SC W/ S/S PACK, PLTD. | 304
ATBZ075H | 3/4"SHUTOF VLV,ANGL,PLATD EXT.NECK,BOLT BNNT,THD,H | 251
ATBZ075HS | 3/4"ANG.VALVE,THD.BLT.BNT HW W/S/S PACK, PLTD | 304
ATBZ100C | 1"SHUTOFF V,ANGL,PLATD, EXT.NECK,BLT BNNT,THD,SC | 263
ATBZ100H | 1"SHUT-OFF VLV,ANGLE,PLATED EXT.NECK,BLTD BON,THD, | 263
ATBZ125C | 1-1/4"SHUT-OFF VLV,ANG,PLTD, EXT.NECK,BLT BON,THD, | 356
ATBZ125H | 1-1/4"SHUT-OFF VLV,ANG,PLTD, EXT.NECK,BLT BON,THD, | 356
ATE050C | 1/2" SHT-OFF VLV, ANGLE,EXT.NECK,BLT.BONNET,THD,SC | 274
ATE050H | 1/2" SHUT-OFF VLV, ANG, EXTNECK,BLT.BNT,THD.HW | 274
ATE075C | 3/4" SHUT-OFF VLV,ANG,EXT.NCK,BLT.BNT,THD.SC | 313
ATE075H | 3/4" SHUT-OFF VLV,ANG,EXT.NCK,BLT.BNT,THD,HW | 313
ATE100C | 1" SHUT-OFF VALVE,ANGLE,EXT.NECK,BLT.BONNET,THD,SC | 371
ATE100H | 1" SHUT-OFF VALVE,ANGLE,EXT.NECK,BLT.BONNET,THD,HW | 371
ATE125C | 1-1/4" SHUT-OFF VLV,ANGLE.EXT.NCK,BLT.BNT,THD,SC | 465
ATE125H | 1-1/4" SHUT-OFF VALVE, ANG,EXT.NCK,BLT.BNT,THD,HW | 465
ATEZ075H | 3/4" ANG SHUT-OFF,EXT NECK THD,HW, PLATED | 339
ATZ038C | 3/8"REFRIG.SHUT-OFF VALVE, PLATED,ANGLE,THRD,SC | 184
ATZ038H | 3/8"NH3 SHUT-OFF VLV, PLATED,ANGLE,THRD,HW | 184
ATZ051C | 1/2"REFRIG SHUT-OFF VALVE PLATED,ANGLE,THRD,SC | 190
ATZ051H | PLATED,ANGLE,THRD,HW 1/2" AMMONIA SHUT-OFF VLV | 190
ATZ076C | 3/4"REFRIG.SHUT-OFF VALVE PLTD.,ANGLE,THRD,SC | 212
ATZ076H | 3/4"NH3 SHUT-OFF VALVE PLATED,ANGLE,THRD,HW | 212
AW1000C | 10" REFRIG. SHUT-OFF VALVE ANGLE, BW, SC | 11927
AW1000CE | 10" SHUT-OFF VLV ANG,SC,CE-CAT III,MOD H,EF108 | 11927
AW1000CS | 10" NH3 SHUT-OFF ANGLE,BW,SEAL CAP,S/S PACKING NUT | 13113
AW1000H | 10" REFRIG. SHUT-OFF VALVE, ANGLE, BW, HW | 11927
AW1000HS | 10" NH3 SHUT-OFF ANGLE, BW,HW,S/S PACKING | 13113
AW1200C | 12" REFRIG. SHUT-OFF VALVE ANGLE, BW, SC | 17390
AW1200CE | 12" ANG SHUT-OFF VLV, SC,CE-CAT III,MOD H,EF108 | 17390
AW1200H | 12" REFRIG. SHUT-OFF VALVE, ANGLE, BW, HW | 17390
AW1200HS | 12"NH3 SHUT-OFF VLV,ANG,WLD,HW,W/ S/S PACK NUT | 19061
AW1400C | 14"REFRIG.SHUT-OFF VALVE ANGLE,BW,SC | 34866
AW1400H | 14"NH3 SHUT-OFF VALVE,ANGLE,BW,HW | 34866
AW150C | 1-1/2" ANGLE SHUT-OFF VALVE, BW, SC | 486
AW150CE | 1-1/2" SHUT-OFF VLV,ANG,BW,SC,CE-CATII,MODH,EF107 | 486
AW150H | 1-1/2" ANGLE SHUT-OFF VALVE, BW,HW | 486
AW150HE | 1-1/2" SHUT-OFF ANG.BW.HW.CE-CATII,MODA,EF107 | 486
AW150HS | 1-1/2"ANGLE SHUT-OFF,BW,HW,W/ S/S PACKING NUT | 544
AW1600C | 16"REFRIG.SHUT-OFF VALVE ANGLE,WELED,SC | 48215
AW1600H | 16" REFRIG.SHUT-OFF VLV,ANGLE BW,HW | 48215
AW1800C | 18"REFRIG.SHUT-OFF VALVE ANGLE,BW,SC | 58548
AW1800H | 18" REFRIG.SHUT-OFF VLV. ANGLE BW, HW | 58548
AW200C | 2" REF SHUT-OFF VLV ANGLE,BW,SEAL CAP | 546
AW200CE | 2"SHUT-OFF ANG,BW,SC CE-CATII MOD H EF107 | 546
AW200CS | 2" ANGLE SHUT-OFF,BW,SC, W/ S/S PACKING NUT | 604
AW200H | 2" AMMONIA SHUT-OFF VALVE ANGLE,BW,HW | 546
AW251C | 2-1/2"REFRIG SHUT-OFF VALVE ANGLE,WLDD,SEAL CAP | 725
AW251CE | 2-1/2"SHUT-OFF ANGLE,BW,SC,CE-CAT II,MODH EF107 | 725
AW251CS | 2-1/2" REFRG SHUT-OFF,ANG,BW.SC W/ S/S PACK NUT | 798
AW251H | 2-1/2"NH3 SHUT-OFF VALVE ANGLE,BW,HW | 725
AW251HE | 2-1/2"SHUT-OFF VLV ANG,BW,HW CE-CATII,MOD H.EF107 | 725
AW251HS | 2-1/2" ANG.SHUT-OFFBW,HW W/ S/S PACKING NUT | 798
AW252CE | 65mm SHUT-OFF VLV,ANG,BW,SC,CE-CATII,MODH,EF107 | 725
AW252HE | 65mm SHUT-OFF,ANG,BW,HW,CE-CATII,MODH,EF107 | 725
AW301C | 3"REFRIG SHUT-OFF VALVE ANGLE,BW,SC | 1050
AW301CE | 3" ANG SHUT-OFF,BW,SC, CE-CATII MODH EF107 | 1050
AW301CS | 3" REFRIG SHUT-OFF,ANG,BW,SC,W/ S/S/ PACKING NUT | 1122
AW301H | 3" AMMONIA SHUT-OFF VALVE ANGLE,BW,HW | 1050
AW301HE | 3"SHUT-OFF VLV, ANG,BW,HW,CE-CATII,MOD H, EF107 | 1050
AW301HS | 3" ANGLE SHUT-OFF VALVE,BW,HW,W/ S/S PACKING NUT | 1123
AW402C | 4" REFRIG. SHUT-OFF VALVE ANGLE, WELDED, SC | 1358
AW402CE | 4" ANG SHUT-OFF VLV,BW,SC,CE-CATII MOD H EF107 | 1358
AW402CS | 4"ANGLE SHUT-OFF,BW,SC W/ S/S PACKING NUT | 1432
AW402H | 4" REFRIG. SHUT-OFF VALVE ANGLE, BW, HANDWHEEL | 1358
AW402HE | 4"SHUT-OFF VLV ANG, BW, HW,CE-CAT II,MOD.H.EF107 | 1358
AW402HS | 4" ANGLE SHUT-OFF VALVE,BW,HW, W/ S/S PACKING NUT | 1432
AW500C | 5" REFRIG. SHUT-OFF VALVE ANGLE, WELDED, SC | 2292
AW500CE | 5" SHUT-OFF VLV,ANGLE,BW,SC,CE-CATIII,MOD H,EF108 | 2292
AW500CS | 5" ANG SHUT-OFF VALVE, BW,SC, W/ S/S/ PACKING NUT | 2505
AW500H | 5" REFRIG. SHUT-OFF VALVE ANGLE, BW, HW | 2292
AW500HE | 5" ANG SHUT-OFF,BW, HW,CE-CAT III,MOD H.,EF108 | 2292
AW500HS | 5" ANGLE SHUT-OFF VLV, BW, HW, W/ S/S PACKING NUT | 2505
AW600C | 6" REFRIG SHUT-OFF VALVE, ANGLE, WELDED, SC | 2650
AW600CE | 6"SHUT-OFF,ANG,BLT.BNT.BW,SC,CE-CATIII,MODH,EF108 | 2650
AW600CS | 6" ANGLE SHUT-OFF, BW,SC, W/ S/S PACKING NUT | 2863
AW600H | 6" REFRIG SHUT-OFF VALVE, ANGLE, WELDED, HANDWHEEL | 2650
AW600HE | 6" SOV,ANGLE,BW,HW,CATIII,MOD H,EF108 | 2650
AW600HS | 6" ANGLE SHUT-OFF VALVE,BW,HW,W/ S/S PACKING NUT | 2863
AW800C | 8" REFRIG. SHUT-OFF VALVE ANGLE, WELDED, SEAL CAP | 5617
AW800CE | SOV,8" ANGLE,BW,SC CE-CAT III,MOD H,EF108 | 5617
AW800CS | 8" ANGLE SHUT-OFF VLV, BW,SC, S/S PACKING NUT | 5969
AW800H | 8" REFRIG. SHUT-OFF VALVE ANGLE, BW, HW | 5617
AW800HE | 8" SHUT-OFF VLV,ANGLE,BW,HW,CATIII,MOD H,EF108 | 5617
AW800HS | 8"NH3 SHUT-OFF ANGLE, BW,HW,S/S PACKING | 5969
AWB050C | 1/2" SHUT-OFF VLV,ANG,BLT.BNT, BW,SC | 209
AWB050H | 1/2" SHUTOFF VALVE, ANGLE, BW, 4BOLT, HW | 209
AWB075C | 3/4" SHUT-OFF VLV,ANG,4-BLT.BW,SC | 247
AWB075H | 3/4" SHUTOFF VLV,ANG,HW,BW,4BOLT | 247
AWB075HS | 3/4" SHUTOFF VLV,ANG,HW,BW,4BOLT,SS TRIM | 299
AWB100C | 1" ANGLE SHUT-OFF,BLT.BNT.BW,SC | 259
AWB100H | 1" SHUT-OFF VLV,ANGLE,HW,BW,4BOLT | 259
AWB125C | 1-1/4" ANG. SHUT-OFF VLV,BLT.BNT,BW,SC | 360
AWB125CE | 1-1/4"SHUT-OFF, ANG,BW,SC CE-CATI,MODA EF106 | 360
AWB125H | 1-1/4" ANG. SHUT-OFF VLV, BW, HW, | 360
AWB125HE | 1-1/4"SHUT-OFF ANG.BW.HW,CE-CATI.MODA,EF106 | 360
AWB125HS | 1-1/4"ANG SHUT-OFF, BW.HW.W/ S/S PACKING NUT | 412
AWBZ075C | 3/4" SOV ANGLE BODY BUTTWELD SC,PLT | 272
AWBZ100C | 1" ANGLE SHUT-OFF,BLT.BNT.BW,SC, PLATED | 286
AWBZ125H | 1-1/4" ANG. SHUT-OFF VLV,BW,HW, PLATED | 387
AWE050C | 1/2" SHUT-OFF VLV,ANGLE BW EXT NECK,SC | 294
AWE075C | 3/4" SHUT-OFF VLV,ANG,BW,SC,EXT NECK,4-BLT | 334
AWE075H | 3/4" SHUT-OFF VLV,ANGLE BW EXT NECK,HW | 334
AWE100C | 1" SHUT-OFF VALVE,ANGLE,EXTENDED NECK,BW,SC | 393
AWE100H | 1" SHUT-OFF VALVE, ANGLE, EXTENDED NECK, BW, HW | 393
AWE125C | 1-1/4" SOV,ANGLE BW EXTENDED NECK,SEAL CAP | 497
AWE150C | 1-1/2" SHUT-OFF VLV,ANGLE BW,EXT NECK,SC | 631
AWE150H | 1-1/2" SHUT-OFF VALVE,ANGLE,EXTENDED NECK,BW,HW | 631
AWE200C | 2" SHUT-OFF VALVE,ANGLE.EXTENDED.NECK,BW,SC | 706
AWE200H | 2" SHUT-OFF VALVE,ANG.EXT.NECK,BW,HW | 706
AWE251C | 2-1/2"NH3 ANG. SHUT-OFF,EXT NECK WELDED,SC | 929
AWE251CE | 2-1/2"SHUT-OFF ANGLE,EXT,BW,SC,CAT II,MODH,EF107 | 929
AWE251H | 2-1/2"NH3 SHUT-OFF,ANGLE,EXT NECK,WELDED,HW | 929
AWE301C | 3" SHUT-OFF VALVE,ANG,EXTENDED NECK,BW,SC | 1266
AWE301H | 3"SHUT-OFF VALVE,ANG.EXT NECK,BW,HW | 1266
AWE402C | 4" SHUT-OFF VALVE, ANG.,EXTENDED NECK,BW,SC | 1655
AWE402H | 4" SHUT-OFF VALVE, ANGLE, EXT.NECK,BW,HW | 1655
AWEZ301C | 3" SHUT-OFF ANGLE, EXTENDED NECK, BW, SC, PLATED | 1368
AWEZ301H | 3" SHUT-OFF,ANG,EXTNECK, BW,HW,PLATED | 1368
AWEZ402C | 4" SHUT-OFF VLV,ANG.EXT NCK,BW,SC, PLATED | 1836
AWEZ402H | 4"SHUT-OFF VLV ANG,EXT NECK,BW,HW, PLATED | 1836
AWZ1000C | 10"REFRIG.SHUT-OFF VALVE ANGLE,WELDED,SC,PLATED | 14575
AWZ1000CE | 10" SHUT-OFF ANG,SC PLTD, CE-CAT III, MODH, EF108 | 14575
AWZ1000H | 10"NH3 SHUT-OFF VALVE, ANGLE,WELDED,HW,PLATED | 14575
AWZ1000HS | 10" ANG SHUT-OFF, BW,HW, SS PACKING, PLATED | 15761
AWZ1200C | 12"REFRIG.SHUT-OFF VALVE, ANGLE,WELDED,SC,PLATED | 21980
AWZ1200H | 12"NH3 SHUT-OFF VALVE, ANGLE,WELDED,HW,PLATED | 21980
AWZ1200HS | 12" ANG.SHUT-OFF, BW,HW, SS PACKING,PLATED | 23651
AWZ1400C | 14"REFRIG.SHUT-OFF VALVE, ANGLE,WELDED,SC,PLATED | 40838
AWZ1400H | 14"NH3 SHUT-OFF VALVE, ANGLE,WELDED,HW,PLATED | 40838
AWZ200C | 2"REF.SHUT-OFF VLV PLATED,ANGLE,WELDED,SC | 606
AWZ200H | 2"NH3 SHUT-OFF VALVE PLATED,ANGLE,WELDED,HW | 606
AWZ251C | 2-1/2"REFRIG SHUT-OFF VALVE, PLATED,ANGLE,WLD,SC | 821
AWZ251CE | 2-1/2" SOV ANGLE,BW,SC,PLT,CE-CAT II,MODH EF107 | 821
AWZ251H | 2-1/2"AMMONIA SHUT-OFF VALVE, PLATED,ANGLE,WELDED, | 821
AWZ301C | 3"REFRIG.SHUT-OFF VLV. PLATED,ANGLE,WELDED,SC | 1151
AWZ301CE | 3" ANG SHUT-OFF,BW,SC,PLT,CE-CATII MODH EF107 | 1151
AWZ301CS | 3" SHUT-OFF, ANG,BW,SC, S/S PACKING NUT, PLTD | 1224
AWZ301H | 3"AMMONIA SHUT-OFF VALVE, PLATED,ANGLE,WELDED,HW | 1151
AWZ301HS | 3" ANGLE SHUT-OFF,BW,HW,W/ S/S PACK NUT, PLATED | 1225
AWZ402C | 4"REFRIG.SHUT-OFF VLV. PLATED,ANGLE,WELDED,SC | 1518
AWZ402H | 4"NH3 SHUT-OFF VALVES, PLATED,ANGLE,WELDED,HW | 1518
AWZ402HS | 4" REFRG SHUT-OFF VLV.ANG.BW.HW.W/S/S/ PACK, PLTD. | 1591
AWZ500C | 5"REFRIG.SHUT-0FF VALVE, ANGLE,WELDED,SC,PLATED | 2593
AWZ500H | 5"NH3 SHUT-OFF VALVE, ANGLE,WELDED,HW,PLATED | 2593
AWZ500HS | 5" ANG SHUT-OFF, BW,HW, W/ S/S PACK, PLATED | 2806
AWZ600C | 6" REFRIG. SHUT-0FF VLV, ANGLE, WELDED, SC, PLATED | 3310
AWZ600CS | 6" ANG SHUT-OFF,WELDED,SC,W/ S/S PACK NUT,PLTD | 3524
AWZ600H | 6" NH3 SHUT-OFF VALVE, ANGLE, WELDED, HW, PLATED | 3310
AWZ600HS | 6" ANG.SHUT-OFF BW,HW,W/ S/S PACK NUT,PLATED | 3524
AWZ800C | 8"REFRIG.SHUT-OFF VALVE, ANGLE,WELDED,SC,PLATED | 6759
AWZ800CE | SOV,8"ANGLE,BW,SC,PLT,CE-CATIII,MODH,EF108 | 6759
AWZ800H | 8"NH3 SHUT-OFF VALVE, ANGLE,WELDED,HW,PLATED | 6759
AWZ800HS | 8" ANG. SHUT-OF, BW, HW, W/ S/S PACKING, PLATED | 7111
CAS150C | 1-1/2"(40MM)SHUT-OFF VLV FOR CO2,ANGLE,SW,SC | 566
CAS150H | 1-1/2"(40MM)SHUT-OFF VLV FOR CO2,ANGLE,SW,HW | 566
CAS200C | 2"(50MM)SHUT-OFF VLV FOR CO2,ANGLE,SW,SC | 634
CAS200H | 2"(50MM)SHUT-OFF VLV FOR CO2,ANGLE,SW,HW | 634
CAS251C | 2-1/2"(65MM)SHUT-OFF VLV FOR CO2,ANGLE,SW,SC | 808
CASB050C | 1/2" ANGLE SHUT-OFF VLV, SW,SC ,BLT. BONNET,CO2 | 309
CASB050H | 1/2" ANGLE SHUT-OFF VALVE,HW,SW,BLT. BONNET,CO2 | 309
CASB075C | 3/4" ANGLE SHUT-OFF VLV, SW, SC,BLT BONNET, CO2 | 344
CASB075H | 3/4" ANGLE SHUT-OFF VLV,SW,HW, BLT.BONNET,CO2 | 344
CASB100C | 1"(25MM)SHUT-OFF VLV,C02, ANGLE,BLT.BONNET,SW,SC | 355
CASB100H | 1"(25MM)SHUT-OFF VLV,C02, ANGLE,,BLT.BONNET, | 355
CASE075C | 3/4" SHUT-OFF VLV,ANGLE,EXT NECK,BLT BNT,SW,SC,CO2 | 428
CASE100C | 1" SHUT-OFF ANG EXT NECK SW SC CO2 | 485
CASE125C | 1-1/4"SHUT-OFF VLV,ANG,EXT.NECK,BLT.BNT,SW,SC,CO2 | 574
CASE200C | 2" SHUT-OFF VLV,ANG,EXT NCK,BLT BNT,SW SC CO2 | 791
CATB050C | 1/2" ANGLE SHUT-OFF VLV.THD,SC,BLT.BONNET,CO2 | 307
CATB050H | 1/2" ANGLE SHUT-OFF VLV,THD,HW,BLT.BONNET,CO2 | 307
CAW1000HE | 10" SHUT-OFF VLV,CO2,ANG,HW,CAT III,MOD H,EF108 | 11723
CAW1200HE | 12" SHUT-OFF VLV,CO2,ANG,HW,CE-CATIII,MODH,EF108 | 17001
CAW150C | 1-1/2" ANGLE SHUT-OFF VLV, BLT BNT, BW, SC CO2 | 594
CAW200C | 2"(50MM)SHUT-OFF VLV FOR CO2,ANGLE,BW,SC | 652
CAW251C | 2-1/2"(65MM)SHUT-OFF VLV FOR CO2,ANGLE,BW,SC | 825
CAW301C | 3"(80MM)SHUT-OFF VLV FOR CO2,ANGLE,BW,SC | 1139
CAW301H | 3"(80MM)SHUT-OFF VALVE FOR CO2,ANGLE,BW,HW | 1139
CAW402C | 4" REFRIG SHUT OFF VLV, ANGLE, BW,SC CO2 | 1437
CAW402H | 4" ANGLE SHUT-OFF VLV, BW, HW, CO2 | 1437
CAW402HE | 4"SHUT-OFF VLV ANG,CO2,BW,HW,CAT II,MOD.H.EF107 | 1437
CAW500H | 5"AMMONIA SHUT-OFF VALVE,ANG,BW,HW,CO2 | 2414
CAW600C | 6" REFRG SHUT OFF VLV ANGLE,BW,SC,CO2 | 2760
CAW600CE | 6" SOV,ANG,BLT.BNT.BW,SC,CE-CATIII,MODH,EF108,CO2 | 2760
CAW600H | 6" AMMONIA SHUT-OFF VALVE, ANG,BW,HW,CO2 | 2760
CAW600HE | 6" SOV,ANGLE,BW,HW,CO2,CATIII,MOD H,EF108 | 2760
CAW800H | 8" SHUT-OFF VALVE ANGLE W/HW FOR CO2 | 5627
CAW800HE | 8" SHUT-OFF VLV,CO2,ANGLE,BW,HW,CATIII,MOD H,EF108 | 5627
CAWB050C | 1/2" SHUT-OFF VALVE,ANGLE,BLT. BNT,BW,SC CO2 | 326
CAWB075C | 3/4" ANGLE SHUT-OFF VALVE, BLT BNT, BW, SC CO2 | 363
CAWB100C | 1" ANG,SHUT-OFF,BLT.BNT.SC BW CO2 | 375
CAWB125C | 1-1/4" ANGLE SHUT-OFF BLT BNT, BW, SC CO2 | 472
CAWB125CE | 1-1/4"ANG SHUT-OFF,BW,SC,CO2,CE-CATII,MODA EF106 | 472
CAWE301C | 3"(80MM)SHUT-OFF VLV CO2, ANGLE, EXT NECK, BW,SC | 1348
CGS150C | 1-1/2"(40MM)SHUT-OFF VLV FOR CO2,GLOBE,SW,SC | 566
CGS150H | 1-1/2"(40MM)SHUT-0FF VLV,CO2 GLOBE,SW,HW | 566
CGS200C | 2"(50MM)SHUT-OFF VLV FOR CO2,GLOBE,SW,SC | 634
CGS200H | 2"(50MM)SHUT-OFF VLV FOR CO2,GLOBE,SW,HW | 634
CGS251C | 2-1/2"(65MM)SHUT-OFF VLV FOR CO2,GLOBE,SW,SC | 808
CGSB051C | 1/2"(13mm)SHUT-OFF,CO2,GLB.T-STYLE,BLT.BNT.SW,SC | 309
CGSB051H | 1/2"SHUT-OFF VLV,CO2,GLB,BLT.BONNET,SW,HW,T-STYLE | 309
CGSB076C | 3/4" GLB SHUT-OFF VLV,SW,SC,BLT BNT, CO2 | 344
CGSB076H | 3/4" GLOBE SHUT-OFF WITH HW FOR CO2 | 344
CGSB101C | 1"(25mm)SHUT-OFF VLV,CO2,GLB,T-STYLE,BLT.BNT.SW,SC | 355
CGSB101H | 1" SHUT OFF VLV FOR CO2-TEST TO 600 PSI | 355
CGSB126H | 1 1/4" (32MM) SHUT OFF VLAVE FOR CO2 GLOBE, SW, HW | 442
CGSE051C | 1/2" SHUT-OFF VLV GLB EXT NECK T-STYLE,SC CO2 | 391
CGSE076H | 3/4" SHUT-OFF GLOBE.EXT.NECK ,SW,HW CO2 | 428
CGSE101H | 1" SOV,GLB.EXT.NCK,BLT.BNT,T-STYLE,SW,HW CO2 | 485
CGSE150C | 1-1/2" SHUT-OFF GLB EXT NECK,T-STYLE SW SC,CO2 | 721
CGSE200C | 2" SHUT-OFF GLOBE EXT NECK, T-STYLE,SW,SC, CO2 | 791
CGSE200H | 2"SHUT-OFF VLV,GLB,EXT.NCK,BLT.BNT,T-SYL SW,HW CO2 | 791
CGTB051H | 1/2" SOV,THD,T-STYLE GLOBE HW,4-BOLT,CO2 | 307
CGTB076H | 3/4" SOV,THD,T-STYLE GLOBE HW,4-BOLT,CO2 | 343
CGW200C | 2"(50MM)SHUT-OFF VLV FOR CO2 WELDED,SC | 652
CGW200H | 2"(50MM)SHUT-OFF VLV FOR CO2 GLOBE,WELDED | 652
CGW200HE | 2" SHUT-OFF,CO2,GLB,BW,HDWL,CE-CATII,MODH,EF107 | 652
CGW251C | 2-1/2"(65MM)SHUT-OFF VLV FOR CO2 GLOBE,BW,SC | 825
CGW301C | 3"(80MM)SHUT-OFF VLV FOR CO2,GLOBE,BW,SC | 1139
CGW301CE | 3" GLOBE SHUT-OFF,BW,SC,CO2,CE-CATII,MODH,EF107 | 1139
CGW301H | 3"(80MM)SHUT-OFF VLV FOR CO2,GLOBE,BW,HW | 1139
CGW301HE | 3" SHUT-OFF VLV,CO2,GLB,BW,HW,CE-CATII,MOD.H,EF107 | 1139
CGW402C | 4" GLOBE SHUT-OFF VALVE WELDED, SC CO2 | 1437
CGW402H | 4" GLOBE SHUT-OFF VLV, WELDED, HW, CO2 | 1437
CGW600C | 6" NH3 SHUT-OFF VALVE, GLB,BW,SC, CO2 | 2965
CGW600H | 6" SHUT-OFF VALVE, GLOBE, BW, HW FOR CO2 | 2965
CGW600HE | 6" GLOBE SOV,BW,HW,CO2,CATIII,MOD H,EF108 | 2965
CGW800HE | 8" SOV,CO2,GLOBE,BW,HW,CE-CAT III,MOD H,EF108 | 6060
CGWB051C | 1/2" GLOBE VLV. T-STYLE,4-BOLT,BW,SC, CO2 | 326
CGWB051H | 1/2"SOV,T-STYLE GLOBE HW 1/2" BW,4-BOLT,CO2 | 326
CGWB076C | 3/4"GLOBE SHUT-OFF T-STYLE,BW,SC(4-BOLT)CO2 | 363
CGWB076H | 3/4" SHUTOFF VLV,T-STYLE GLOBE,HW,BW,4-BOLT CO2 | 363
CGWB101C | 1" GLOBE SHUT-OFF,T-STYLE(4-BOLT)BW,SC CO2 | 375
CGWE301C | 3" SHUT-OFF VLV,GLB EXT NECK T-STYLE, BW,SC CO2 | 1482
CGWE400C | 4" T-STYLE. SHUT-OFF, GLOBE, EXT.NECK, BW, SC, CO2 | 1724
CH7771 | 1/4"GAUGE VLV ANGLE,MPTXFPT,SS STEM,SC,CO2 | 213
CH7772 | 1/4" GAUGE VLV,ANGLE FPT X FPT,SS STEM,SC, CO2 | 219
CH7773 | 3/8" GAUGE VALVE,ANG.MPT X FPT,SC. CO2 | 253
CH7774 | 3/8" GAUGE VALVE, ANGLE FPT X FPT, SS STEM, SC CO2 | 254
CH7777 | 1/2"MPTx3/8"FPT,GAUGE VLV ANGL,SS STEM,SC,FOR CO2 | 259
CH9490 | 1/4"TRANSDUCER LVL,ANGLE,MPTXFPT,SS STEM W/SC, CO2 | 291
CH957C | 1/4"GAUGE VLV GLOBE FPT X FPT,SS STEM,SC,CO2 | 231
CHA2A-11 | SMALL BACK PRESS. REG, HIGH CAP. RG. A. CO2 | 548
CHA2A-13 | SMALL BACK PRESS REG. HIGH CAP RG.B CO2 | 548
CHA2A-17 | SMALL BACK PRES REG,HIGH CAP,RG C,CO2 | 759
CHA2B-13 | 5/32" SMALL BACK PRESSURE REG. RG.B , CO2 | 446
CHA2B-16 | 5/32" SMALL BACK PRESSURE REG. RG. D, CO2 | 446
CHA2B-17 | 5/32" SMALL BACK PRESSURE REG. RGE C , CO2 | 672
CHA2BK-11SPEC | 5/32"SMALL RESEAT RELIEF REG.RG.A;SPEC SET PT CO2 | 547
CHA2BK-13 | 5/32" SMALL RESEATING RELIEF REG., RG.B, CO2 | 547
CHA2BK-16 | 5/32" SMALL RESEATING RELIEF REGULATOR RANGE D CO2 | 532
CHA2BK-16SPEC | 5/32" SMALL RESEATING RELIEF REG RG D CO2,SPEC SET | 532
CHA2BK-17 | 5/32"SMALL RESEATING RELIEF REG.,RG.C, CO2 | 758
CHA2BK-17SPEC | 5/32"SMALL RESEAT RELIEF REG.RG.C; SPEC SET PT CO2 | 758
CHA2BL-11 | 5/32" SMALL BPR FOR CO2, TEST & STAMP @ 600 PSI | 727
CHA2BO-13 | 5/32"SMALL OUTLET REG.RG.B, CO2 | 846
CHA2BO-17 | 5/32"SMALL OUTLET REG.RANGE C, CO2 | 1072
CHA2BP-11 | 5/32" SMALL PRES REG RANGE A FOR CO2 | 593
CHA4A/03 | 3/4"(20MM)PRESSURE REG. RG.B , CO2, 30-300 PSIG | 648
CHA4A/06 | 3/4" (20MM) PRESSURE REGULATOR, RANGE D FOR CO2 | 648
CHA4A/07 | 3/4"(20MM) PRESSURE REG. RGE C,CO2 | 859
CHA4A/21 | 1" (25MM) PRESSURE REGULATOR,RG A,CO2 | 779
CHA4A/23 | 1"(25mm) PRESSURE REGULATOR,RG B,CO2 | 779
CHA4A/26 | 1" (25MM) PRESSURE REGULATOR, RANGE D, CO2 | 779
CHA4A/27 | 1"(25MM)PRESSURE REGULATOR. RANGE C, CO2 | 990
CHA4A/31E | 1-1/4"(32MM)PRESSURE REG RG.A,CO2 | 993
CHA4A/33 | 1-1/4"(32mm) PRESSURE REGULATOR, RG.B CO2 | 993
CHA4A/33E | 1-1/4"(32MM)PRESS REG RG.B CE.CATI,MOD.A,EF100,CO2 | 993
CHA4A/35 | 1-1/4"(32MM) PRESSURE REGULATOR RANGE V CO2 | 1209
CHA4A/35E | 1-1/4"(32MM)PRESSURE REG RG.V,CO2 | 1209
CHA4A/36 | 1-1/4" (32MM) PRESSURE REGULATOR RANGE D CO2 | 993
CHA4A/37 | 1-1/4"(32mm)PRESSURE REGULATOR, RG.C , CO2 | 1204
CHA4A/41E | 1-1/2"(40MM)PRESSURE REG.CE.CAT.I,MOD.A,EF100,C02 | 1369
CHA4A/45E | 1-1/2" (40MM) PRESS RG.V,CE.CAT.I,MOD.A,EF100,CO2 | 1585
CHA4A/46E | 1-1/2(40MM)PRESS REG CO2 RG.D,CE CATI,MODA,EF100 | 1369
CHA4A/47E | 1-1/2"(40MM)PRESS. RG.C,CE.CAT.I,MOD.A,EF100,CO2 | 1580
CHA4A/56E | 2"(50MM)PRESSURE REGULATOR RG.D CO2 CE-CATI, EF106 | 1570
CHA4A/57 | 2"(50mm)PRESSURE REGULATOR, RANGE C, CO2 | 1781
CHA4A/57E | 2"(50MM) PRESS REGULATOR,RANGE C,CE-CATI EF106 CO2 | 1781
CHA4A/66E | 2-1/2(65MM)PRESS REG CO2 RG.D,CE CATI MODA EF100 | 1976
CHA4A/67E | 2-1/2"(65MM)REG,RG C,CO2 CE-CATI,MODA,EF100 | 2187
CHA4A/87 | 4"(100mm)PRESSURE REG.RG.C,CO2 | 4233
CHA4A/A3 | 3/4"(20MM)PRESS REG. 25% RED PORT,RG.B,CO2 | 648
CHA4A/B3 | 3/4"(20MM)PRESS REG,50% REDUCED PORT,RG.B,CO2 | 648
CHA4A/B6 | 3/4"(20MM )PRESS REG. 50% RED PORT,RG.D,CO2 | 648
CHA4AB/03 | 3/4"(20MM) REG W/WIDE OPEN FEATURE, RG.B, CO2 | 1032
CHA4AB/07 | 3/4"(20MM) REG W/WIDE OPEN FEATURE, RG.C, CO2 | 1243
CHA4AB/21 | 1"(25MM)REG.W/ WIDE OPEN FEATURE,RG.A,CO2 | 1163
CHA4AB/23 | 1" (25MM) REG.W/ WIDE OPEN FEATURE, RG.B, CO2 | 1163
CHA4AB/26 | 1" (25MM) REG.W/ WIDE OPEN FEATURE, RG.D, CO2 | 1163
CHA4ABL/01 | 3/4"(20mm) DIFF PRESS REG. W/WIDE OPEN,RG.A CO2 | 1298
CHA4AD/27 | 1"(25MM)DUAL PRESS REG. RANGE D/C CO2 | 1573
CHA4AK/03 | 3/4" (20MM) RESEATING RELIEF REGULATOR RANGE B CO2 | 734
CHA4AK/07 | 3/4"(20MM)RESEATING RELIEF REG. RG. C, CO2 | 945
CHA4AK/23 | 1"(25MM) RESEAT RLF CO2,RG B,TESTED TO 600 PSI | 865
CHA4AK/27 | 1"(25MM)RESEATING RELIEF REG. RG.C, CO2 | 1076
CHA4AK/A7 | 3/4"(20MM)RESEATING RELIEF REG RG.C CO2 25% RED | 945
CHA4AL-4/31 | 1-1/4"(32MM)DIFF.PRESS REG. RG.A(4-BOLT),CO2 | 1346
CHA4AL/01 | 3/4"(20mm)DIFFERENTIAL PRESS.REGULATOR, RG.A,CO2 | 914
CHA4AL/21 | 1"(25MM)DIFF.PRESS.REG.RG.A,CO2 | 1045
CHA4AL/27 | 1"(25mm)DIFF.PRESS.REG.RG.C CO2 | 1256
CHA4AL/31 | 1-1/4"DIFFERENTIAL PRESSURE REG.RG.A, CO2 | 1259
CHA4AL/41E | 1-1/2"(40MM)DIFF PRES.RG.A,CO2,CE-CATI,MODA,EF100 | 1635
CHA4AL/51 | 2"(50MM)DIFFERENTIAL PRESS. REG. , RANGE A , CO2 | 1836
CHA4AL/51E | 2"(50mm) DIFF PRES.RG A,CO2,CE-CATI,MODH.EF,105 | 1836
CHA4AL/61 | 2-1/2"(65mm)DIFF PRESS. REGULATOR, RG.A,CO2 | 2242
CHA4AL/61E | 2-1/2" (65mm)DIFF REG,RG.A,CO2 CE-CATI.MOD.A EF105 | 2242
CHA4AL/71E | 3" (80MM) DIFF REG,RG.A, CO2 CE-CATI. MOD.A EF105 | 3010
CHA4AL/A1 | 3/4"(20MM)DIF PRES REG. W/25% RED PORT RG.A,CO2 | 914
CHA4AL/B1 | 3/4" (20MM) DIFF PRESS REG RG A, CO2 50% RED PORT | 914
CHA4AO/03 | 3/4"(20mm)OUTLET PRESS REG. RG B, CO2 | 1048
CHA4AO/23 | 1"(25mm)OUTLET PRESSURE REGULATOR RG.B CO2 | 1179
CHA4AO/33 | 1-1/4"(32MM) OUTLET PRESSURE REGULATOR RANGE B CO2 | 1393
CHA4AO/33E | 1-1/4"(32mm)OUTLET PRES REG RG.B,CO2 | 1393
CHA4AO/41 | 1-1/2"(40MM) OUTLET PRESSURE REGULATOR RANGE V | 1769
CHA4AO/43 | 1-1/2"(40mm)OUTLET REG.,RG.B,CO2 | 1769
CHA4AO/47 | 1-1/2"(40MM)OUTLET REG.RG.C,C02 | 1980
CHA4AO/47E | 1-1/2"(40MM)OUTLET REG,RG.C,CE-CATI,MODA,EF105,CO2 | 1980
CHA4AO/53 | 2"(50mm)OUTLET PRESSURE REGULATOR, RG.B,CO2 | 1970
CHA4AO/53E | 2"(50MM) PRESS OUTLET REG CO2 RG.B CATI MODA EF105 | 1970
CHA4AO/63 | 2-1/2"(65mm)OUTLET PRESSURE REGULATOR,RG.B,CO2 | 2376
CHA4AO/77 | 3"(80MM)OUTLET PRESS REG. RANGE C, CO2 | 3355
CHA4AO/77E | 3"(80MM)OUTLET PRES. RG.C,CO2,CE-CATI,MODA.EF100 | 3355
CHA4AO/83E | 4"(100mm)OUTLET PRES.RG.B.CO2,CE-CATII,MODH,EF101 | 4422
CHA4AOB/33 | 1-1/4"(32MM)OUTLET PRESS REG,WIDE OPEN,RG.B,CO2 | 1777
CHA4AOB/63 | 2-1/2"(65MM)OUTLET PRESS REG,WIDE OPEN,RG.B,CO2 | 2760
CHA4AOEPS/07 | 3/4"(20MM)PNEUM OUTLT,PRES.EXT.EQ.ELECT.RG.C CO2 | 1775
CHA4AOES/B6 | 3/4"(20MM)REG.W/ELEC.SO W/EXT.EQ.RG.D,50%RED,CO2 | 1432
CHA4AOP/01 | 3/4"(20MM)PNEUMATIC COMP,OUTLET REG,RG.V,CO2 | 1180
CHA4AOS/03 | 3/4"(20MM) PRESS REG ELEC SHUT-OFF CO2 RG.B | 1432
CHA4AOS/07 | 3/4"(20MM) REG. ELEC SHUT OFF/OUTLET PRES,C02 | 1643
CHA4AOS/46 | 1-1/2"(40MM) PRESS ELEC S/O, OUTLET RG D, CO2 | 2153
CHA4AOS/51E | 2" OUTLET REG,ELECSO RG.V,CO2 CE-CAT.I,MOD A,EF105 | 2354
CHA4AOS/57E | 2"OUTLET REG,ELEC SO,RG.C,CO2,CE-CATI,MODA,EF105 | 2565
CHA4AOS/B3 | 3/4"(20MM)PRESS REG ELEC SHUT-OFF CO2 RG.B 50% RED | 1432
CHA4AS/03 | 3/4"(20MM)PRESS REG W/ ELEC SHUT OFF RG.B, FOR CO2 | 1032
CHA4AS/07 | 3/4"(20MM) PRESS REG W/ ELEC SHUT OFF, FOR CO2 | 1243
CHA4AS/21 | 1"(25mm)REG.W/ELECT.SHUT-OFF,RG.A,FOR C02 | 1163
CHA4AS/27 | 1"(25MM)REG.W/ELECT.SHUT-OFF,RG.C, FOR C02 | 1374
CHA4AS/43 | 1-1/2"(40mm) PRESS REG, ELEC SOV, C02, RG B | 1753
CHA4AS/47 | 1-1/2"(40mm)REG. W/ELEC SHUT-OFF, RG.C, CO2 | 1964
CHA4AS/56 | 2"(50MM) PRESSURE REGULATOR ELEC SHUT-OFF RG.D CO2 | 1954
CHA4AS/B1 | 3/4" (20mm) REG W/ELEC SHUT-OFF,RG A.,50% RED, CO2 | 1032
CHA4WB/0631 | 3/4"(20MM)PRES REG RG.D,WIDEOPEN,1-1/4"SW CONN,CO2 | 1274
CHA4WO/0321 | 3/4"(20MM)PRESS REG RG.B 1" SW WELD-IN,CO2 | 1290
CHA4WO/2331 | 1"(25MM)PRESS REG. RG.B,WELD-IN,1-1/4" SW CONN,CO2 | 1458
CHA4WO/B321 | 3/4"(20MM)PRESS REG. RG.B,50%RED,CO2,1" SW CONN | 1290
CHA4WOS/B321 | 3/4"(20MM)PRES REG RGB,ELEC,50%RED,CO2,1"SW CONN | 1674
CHA4WS/4141 | 1-1/2"(40MM)PRES REG,RG.A,ELEC,CO2,1-1/2" SW CON | 2131
CHCK1/0 | 3/4"(20MM) PISTON CHECK VALVE, CO2 | 537
CHCK1/2 | 1"(25mm) PISTON CHECK VALVE, CO2 | 563
CHCK1/3 | 1-1/4"(32MM) PISTON CHECK VALVE CO2 | 788
CHCK1/4 | 1-1/2" (40MM) PISTON CHECK VALVE,CO2 | 969
CHCK1/4E | 1-1/2"(40MM)PISTON CHK VLV.CO2,CAT I,MOD A,EF105 | 969
CHCK1/5 | 2"(50MM)PISTON CHECK VALVE | 1039
CHCK1/5E | 2"(50MM)PISTON CHECK VLV,CE.CAT.I,MOD.A,EF100,CO2 | 1039
CHCK1/6 | 2-1/2"(65MM) PISTON CHECK VALVE, CO2 | 1247
CHCK1/6E | 2-1/2"(65MM)PISTON CHK VLV.CO2,CAT I,MOD A,EF105 | 1247
CHCK1W/0001 | 3/4" (20MM) PISTON CHECK WELD-IN-LINE 3/4" SW CO2 | 778
CHCK1W/2021 | 1"(25MM) PISTON CHK WELD-IN-LINE 1" SW CO2 | 840
CHCK1W/3031 | 1-1/4"(32MM)PISTON CHK WELD-IN-LINE 1-1/4" SW CO2 | 1096
CHCK1W/4041 | 1-1/2"(40MM)PISTON CHK WELD-IN-LINE 1-1/2" SW CO2 | 1342
CHCK1W/5051 | 2" (50MM) PISTON CHECK VALVE WELD-IN-LINE 2"SW CO2 | 1450
CHCK1Z/4 | 1-1/2"(40MM)PISTON CHECK VALVE CO2,PLATED | 1125
CHCK2/6 | 2-1/2"(65MM)GAS POW.SUC.STOP W/1/2"SW DISC STR CO2 | 1548
CHCK2/7 | 3"(80MM) GAS PWRD SUC STOP W/1/2" DISC STRN CO2 | 1951
CHCK4-0 | 3"(80mm)FLG.IN-LINE CHK,CO2,CE-CAT I,MOD A,EF105 | 975
CHCK4-0LR | 3"(80MM)GRAVITY DRN CHECK VLV,CO2,CATI,MODA,EF105 | 975
CHCK4-1 | 4"(100MM)IN-LINE CHECK VLV,C02 | 1510
CHCK4-1LR | 4"(100MM)GRVTY DRN CK VLV,CO2 | 1510
CHCK4-2 | 5/8"(16MM)FLANGED IN-LINE CHECK VALVE FOR C02 | 270
CHCK4-3 | 3/4"(20MM)FLANGED IN-LINE CHECK VALVE,C02 | 281
CHCK4-4 | 1"FLANGED IN-LINE CHECK VALVE,CO2 | 338
CHCK4-5 | 1-1/4"FLANGED IN-LINE CHECK VALVE, CO2 | 436
CHCK4-7 | 1-1/2"(40MM)FLG.IN-LINE CHK,CO2,CATI,MODA,EF105 | 517
CHCK4-8 | 2"(50MM)IN-LINE CHK VLV,CO2,CATI,MODA,EF105 | 578
CHCK4-8LR | 2"(50MM)GRAVITY DRN CHK VLV,CO2,CAT.I,MOD.A,EF105 | 578
CHCK4-9 | 2-1/2"(65MM)IN-LINE CHECK,CO2,CE CATI,MOD.A,EF105 | 758
CHGV1 | 1/4"LG NECK GUAGE VLV.ANG.,MPTXFPT CO2 | 229
CHLL | HLL STAN HERM FLOAT SWTCH SIDE & BTM.CONN.CO2 | 1679
CHLL-E | HLL STD HERM FLT SWTCH CO2,CAT IV,MOD B+D,EF109 | 1783
CHLLC | STD.HERM FLT SWTCH,W/CVR SIDE&BOT3/4"FPT/1"W CO2 | 1814
CHLLE | REFRIG. FLOAT SWITCH,SIDE & BTM DIN PLUG, CO2 | 1740
CHLLE-E | REFRG.FLT.SWTCH.DINPLUG CO2,CAT IV,MOD B&D,EF109 | 1740
CHLLS | UNIV HERM.FLOAT SWTCH 2SIDE/1 BTM CON3/4"FPT/1"CO2 | 1813
CHLLSC-E | UNIV HERM FLT SWITCH W/COV 2 SIDE/I BTM PED | 1948
CHLLSE-E | FLT.SWTH,2 SIDE &1BTM.W/DIN,C02, PED | 1997
CHS4A/0 | 3/4"(20MM)SOLENOID VALVE FOR REFRIGERANT, CO2 | 679
CHS4A/2 | 1"(25MM)SOLENOID VALVE FOR REFRIGERANT,CO2 | 839
CHS4A/3 | 1-1/4"(32mm)SOLENOID VLV FOR REFRGNT,CO2 | 1023
CHS4A/3E | 1-1/4"(32mm)SOLENOID VLV,CE-CAT.I,MOD.A,EF100,CO2 | 1023
CHS4A/4 | 1-1/2"(40MM)SOLENOID VALVE FOR REFRIGERANT,CO2 | 1405
CHS4A/4E | 1-1/2"(40MM)SOLENOID VLV,CE.CAT.I,MOD.A,EF100,C02 | 1405
CHS4A/5 | 2"SOLENOID VLV,FOR CO2 | 1552
CHS4A/5E | 2"(50mm)SOLENOID VALVE CE-CATI,MODA,EF100,CO2 | 1552
CHS4A/6E | 2-1/2"(65MM)SOLENOID VALVE CE-CATI MODA,EF100 CO2 | 2074
CHS4A/8 | 4"SOLENOID VALVE FOR C02 | 4344
CHS4A/A | 3/4"(20MM)SOLENOID VLV,25% RED PORT,CO2 | 671
CHS4D/4E | 1-1/2"(40MM)2-STEP SOL. CO2, CE-CATI MOD A EF105 | 2308
CHS4W/0001 | 3/4"(20mm)SOL VLV,WELD IN-LINE,3/4" SW CONN,CO2 | 927
CHS6/1 | 5/32"(4mm)SOLENOID VALVE FOR REFRIG. CO2 | 363
CHS7/0 | 3/4" (20MM) SOLENOID VLV FOR REFRIGRNT CO2 | 622
CHS7/2 | 1" (25MM) SOLENOID VALVE FOR REFRIGERANT CO2 | 812
CHS8A/1 | VALVE, SOLENOID 1/2" PORT, CO2 | 445
CHS8W/1011 | 1/2"(13mm) SOLENOID VALVE,1/2" SW CONN,CO2 | 760
CHSCK200C | 2" STOP/CHECK VALVE,SC,CO2 | 1102
CHSCK400C | 4" STOP/CHECK VALVE,BW,SC,CO2 | 2357
COV | TOP METAL CVR HANSEN HLL SERIES OF REF FLT SWTH | 140
CRS150C | VLV,GLB EXP SC SW1-1/2CO2 | 633
CRS150CE | 1-1/2" HAND EXP VALVE,CO2,SW,SC,CATII,MOD.H EF107 | 633
CRS150H | VLV,GLB EXP HW SW 1-1/2CO2 | 633
CRS200C | VLV,GLB EXP SC SW 2", CO2 | 700
CRS200H | VLV,GLB EXP HW SW 2", CO2 | 700
CRSB051C | 1/2" EXP REG GLB BLT BNT SW SC FOR C02 | 327
CRSB051H | 1/2"EXP.REG.GLOBE,BLTD.BON,SW,HW,T-STYLE,CO2 | 327
CRSB076C | 3/4" EXP REG. GLB. BLT-BNT SW SC,T-STYLE CO2 | 352
CRSB076H | 3/4" EXP GLOBE BOLT-BONNET SW HW T-STYLE CO2 | 352
CRSB126C | 1 1/4" (32MM) HEX S/O VALVE FOR CO2 GLOBE,SW,SC | 457
CRSE051C | 1/2" EXP VLV GLB EXT NECK T-STYLE SW SC CO2 | 413
CRSE076C | 3/4"EXP VLV,GLB.EXT.NECK,BLT.BNT,T-STYLE,SW,SCCO2 | 456
CRSE101C | 1"(25MM)EXP VLV GLB EXT NECK,T-STYLE SW SC, CO2 | 517
CRSE150C | 1-1/2" EXP VLV,GLB SW EXT NECK,SC, CO2 | 790
CRSE200C | 2"EXP. VALVE,GLB,SW,EXTENDED NECK,SC,CO2 | 858
CRTB051H | VALVE, T-STYLE EXP GLB HW 1/2" THD, 4-BOLT, CO2 | 323
CRTB076H | 3/4" EXP VALVE,THD,T-STYLE EXP GLB,4-BOLT,BAR HNDL | 348
CRW150CE | 1-1/2" NH3 EXP,GLB,BW,SC CE-CATII,MODH,EF107,CO2 | 697
CRW301C | HAND EXP VLV,GLOBE,SC BW 3",CO2 | 1373
CRW301CE | 3" NH3 EXP REG,CO2,GLOBE BW,SC,CATII,MODH,EF107 | 1373
CRW402CE | 4" HAND EXP VLV,CO2,GLOBE SC,BW,CAT II,MOD.H,EF107 | 1737
CRWB051C | VALVE,T-STYLE EXPANSION,GLB SC 1/2" BW,4-BLT CO2 | 344
CRWB076C | VLV, T-STYLE EXPANSION GLOBE SC 3/4" BW, 4-BLT CO2 | 363
CST050 | 1/2"REFRIG.STRAINER, CO2 | 233
CST050D | REFRIG.STR.W/DRAIN PLUG,CLOSE-COUPLED 100 MESH,CO2 | 259
CST100 | 1"(25MM)REFRIG.STRAINER,CO2 | 388
CST100HD | 1" REFRIG. STRN,CO2,HEAVY DUTY,60 MESH SCRN | 447
CST200 | 2" STRAINER FOR CO2 | 700
CST200E | 2"(50mm)REFRIG.STRANER,CO2,CE.I,MOD.A,EF105 | 700
CST250 | 2-1/2" REFRIG STRAINER CLOSE-COUPLED,60 MESH,CO2 | 923
CST250E | 2-1/2"REFRIG.STRAINER,CAT.I,MOD.A, EF105,CO2 | 923
CST300 | 3" REFRIGERANT STRAINER CLOSED-COUPLED,60MESH,CO2 | 1089
CST300E | 3"STRAINER FOR CO2,CE.CAT.I,MOD.A,EF105 | 1089
CST400 | 4" REFRGNT STRAINER, FOR CO2 | 2028
CSTW100/0024 | 1"REFRIG STRN,60 MESH,WELD-IN-LINE,1" SW X BW,CO2 | 685
CSTW200/0044 | 2"(50mm)STRN 60MESH,CO2,WELD IN-LINE,1-1/2" SW/BW | 1164
CSTW200/0054 | 2"REFRIG STRN,60MESH WELD-IN,2"SW X BW CONN CO2 | 1164
CVS150C | VLV,ANG EXP SC SW1-1/2CO2 | 633
CVSB050C | 1/2" EXP VLV,ANG,SC,1/2" SW,CO2 | 327
CVSB075C | VLV,ANG EXP SC 3/4"SW,CO2 | 352
CVSE150C | 1-1/2" EXP VLV,ANGLE,SW,EXT NECK,SC,CO2 | 790
CVSE200C | 2" EXP VALVE,ANG,SW,EXT NECK,SC,FOR CO2 | 858
CVTE050C | 1/2" EXP VALVE ANG,EXT NECK,BLT BNT,THD,SC,CO2 | 411
CVWE100C | 1" HEV, ANGLE, BW EXT. NECK, SC, CO2 | 566
DW501H | 5" AMMONIA SHUT-OFF VALVE GLOBE,WELDED,HW,RFF | 3166
EZB/150 | EZ-SRV CARTRIDGE RELIEF VLV, BARE | 327
EZB/150-BT1 | EZ-SRV CARTRIDGE RELF VLV, 1/2" MPT W/ FITTING | 492
EZB/150-BT1D | EZ-SRV DUAL CART RELF VLV,1/2" MPT W/FITTING | 1287
EZB/150-BT2 | EZ-SRV CARTRIDGE RELF VLV, 3/4" MPT W/FITTING | 575
EZB/150-BW1 | EZ-SRV CARTRIDGE RELF VLV, 1/2" BW W/ FITTING | 492
EZB/150-BW2 | EZ-SRV CARTRIDGE RELIEF VLV, 3/4" BW W/ FITTING | 575
EZB/16E-BW1 | EZ-SRV CART RLF,1/2" BW W/ FTG,CATIV,MODB&D,EF104 | 492
EZB/19E-BW2 | EZ-SRV CART RLF,3/4" BW W/ FTG,CATIV,MODB&D,EF104 | 575
EZB/200 | EZ-SRV CARTRIDGE RELIEF VLV, BARE | 327
EZB/200-BT1 | EZ-SRV CARTRIDGE RELF VLV, 1/2" MPT W/ FITTING | 492
EZB/200-BT1D | EZ-SRV DUAL CART RELF VLV,1/2" MPT W/ FITTING | 1287
EZB/200-BT2 | EZ-SRV CARTRIDGE RELF VLV, 3/4" MPT W/ FITTING | 575
EZB/200-BW1 | EZ-SRV CARTRIDGE RELF VLV,1/2" BW W/ FITTING | 492
EZB/200-BW1D | EZ-SRV DUAL CART RLF VLV,1/2"BW W/FITTING | 1287
EZB/200-BW2 | EZ-SRV CARTRIDGE RELIEF VLV,3/4" BW W/ FITTING | 575
EZB/225 | EZ-SRV CARTRIDGE RELIEF VLV, BARE | 327
EZB/225-BT1 | EZ-SRV CARTRIDGE RELF VLV,1/2" MPT W/ FITTING | 492
EZB/225-BT2 | EZ-SRV CARTRIDGE RELF VLV, 3/4" MPT W/ FITTING | 575
EZB/225-BW1 | EZ-SRV CARTRIDGE RELF VLV, 1/2" BW W/ FITTING | 492
EZB/24E-BW2 | EZ-SRV CART RLF,3/4" BW W/ FTG,CATIV,MODB&D,EF104 | 575
EZB/250 | EZ-SRV CARTRIDGE RELIEF VLV, BARE | 327
EZB/250-BT1 | EZ-SRV CARTRIDGE RELF VLV, 1/2" MPT W/ FITTING | 492
EZB/250-BT1D | EZ-SRV DUAL CART RELF VLV,1/2" MPT W/ FITTING | 1287
EZB/250-BT2 | EZ-SRV CARTRIDGE RELF VLV, 3/4" MPT W/ FITTING | 575
EZB/250-BT2D | EZ-SRV DUAL CART RELF VALVE,3/4" MPT W/ FITTING | 1468
EZB/250-BW1 | EZ-SRV CARTRIDGE RELF VLV, 1/2" BW W/ FITTING | 492
EZB/250-BW1D | EZ-SRV DUAL CART RELF VLV,1/2" BW W/FITTING | 1287
EZB/250-BW2 | EZ-SRV CARTRIDGE RELIEF VLV,3/4" BW W/ FITTING | 575
EZB/275-BT1D | EZ-SRV DUAL CART RELF VLV,1/2" MPT W/FITTING | 1287
EZB/275-BW1D | EZ-SRV DUAL CART RLF VLV,1/2"BW W/FITTING | 1287
EZB/275-BW2D | EZ-SRV DUAL CART RELF VLV,3/4" BW W/ FITTING | 1468
EZB/300 | EZ-SRV CARTRIDGE RELIEF VLV, BARE | 327
EZB/300-BT1 | EZ-SRV CARTRIDGE RELF VLV, 1/2" MPT W/ FITTING | 492
EZB/300-BT1D | EZ-SRV DUAL CART RELF VALVE,1/2" MPT W/ FITTING | 1287
EZB/300-BT2 | EZ-SRV CARTRIDGE RELF VLV,3/4" MPT W/ FITTING | 575
EZB/300-BT2D | EZ-SRV DUAL CART RELF VLV,3/4" MPT W/ FITTING | 1468
EZB/300-BW1 | EZ-SRV CARTRIDGE RELF VLV,1/2" BW W/ FITTING | 492
EZB/300-BW2 | EZ-SRV CARTRIDGE RELF VLV,3/4" BW W/ FITTING | 575
EZB/350 | EZ-SRV CARTRIDGE RELIEF VLV, BARE | 327
EZB/350-BT1 | EZ-SRV CARTRIDGE RELF VLV, 1/2" MPT W/ FITTING | 492
EZB/350-BT1D | EZ-SRV DUAL CART RLF VLV,1/2" MPT W/FITTING | 1287
EZB/350-BT2 | EZ-SRV CARTRIDGE RELF VLV, 3/4" MPT W/ FITTING | 575
EZB/350-BT2D | EZ-SRV DUAL CART RELF VLV,3/4" MPT W/ FITTING | 1468
EZB/400 | EZ-SRV CARTRIDGE RELIEF VLV, BARE | 327
EZB/400-BT1 | EZ-SRV CARTRIDGE RELF VLV, 1/2" MPT W/ FITTING | 492
EZB/400-BT1D | EZ-SRV DUAL CART RELF VLV,1/2" MPT W/ FITTING | 1287
EZB/400-BW1 | EZ-SRV CARTRIDGE RELF VLV,1/2" BW W/ FITTING | 492
EZB/400-BW2 | EZ-SRV CARTRIDGE RELF VLV,3/4" BW W/FITTING | 575
EZB/450 | EZ-SRV CARTRIDGE RELIEF VLV, BARE | 327
EZB/450-BT1 | EZ-SRV CARTRIDGE RELF VLV,1/2" MPT W/FITTING | 492
EZB/500 | EZ-SRV CARTRIDGE RELIEF VLV, BARE | 327
EZB/500-BT1 | EZ-SRV CARTRIDGE RELF VLV, 1/2" MPT W/ FITTING | 492
EZB/550 | EZ-SRV CARTRIDGE RELIEF VLV, BARE | 327
EZB/550-BT2D | EZ-SRV CARTRIDGE DUAL RELF VLV,3/4"MPT W/ FITTING | 1468
EZB/550-BW1 | EZ-SRV CARTRIDGE RELF VLV, 1/2" BW W/ FITTING | 492
EZB/550-BW2 | EZ-SRV CARTRIDGE RELIEF VLV, 3/4" BW W/ FITTING | 575
EZB/600 | EZ-SRV CARTRIDGE RELIEF VLV, BARE | 327
EZB/600-BT1 | EZ-SRV CARTRIDGE RELF VLV,1/2" MPT W/FITTING | 492
EZB/600-BT1D | EZ-SRV DUAL CARTRIDGE RELF VLV,1/2" MPT W/FITTING | 1287
EZB/600-BT2 | EZ-SRV CARTRIDGE RELF VLV, 3/4" MPT W/ FITTING | 575
EZB/600-BT2D | EZ-SRV CARTRIDGE DUAL RELF VLV, 3/4"MPT W/ FITTING | 1468
EZB/600-BW2 | EZ-SRV CARTRIDGE RELF VLV, 3/4" BW FITTING, 600 PS | 1468
EZB/H1E-BT2D | EZ-SRV DUAL RELIEF,3/4" MPT,CE-CATIV.MODB&D EF104 | 1468
EZB/H2-BW1 | EZ-SRV CARTRIDGE RLF VLV,1/2" BW W/FITTING | 492
EZB/H2-BW1D | EZ-SRV DUAL CART RLF VLV,1/2"BW W/FITTING | 1287
EZB/H3-BT2 | EZ-SRV CARTRIDGE RELF VLV,3/4" MPT W/ FITTING | 575
EZB/H3-BT2D | EZ-SRV DUAL CARTRIDGE RELF VLV,3/4" MPT W/ FITTING | 1468
EZB/H3-BW2D | EZ-SRV DUAL CART RELF VLV,3/4" BW FITTING | 1468
EZB/H3E-BT1D | EZ-SRV DUAL RELIEF,1/2" FPT,CE-CATIV.MODB&D EF104 | 1287
EZB/L1-BT1 | EZ-SRV CARTRIDGE RELF VLV,1/2" MPT W/FITTING | 492
EZB/L1-BT1D | EZ-SRV DUAL CARTRIDGE RELF VLV, 1/2" MPT W/FITTING | 1287
EZB/L1-BT2 | EZ-SRV CARTRIDGE RELF VLV,3/4" MPT W/ FITTING | 575
EZB/L2-BT2 | EZ-SRV CART RELF VLV,3/4" MPT W/ FITTING | 575
EZB/L2-BT2D | EZ-SRV DUAL CARTRIDGE RELF VLV,3/4" MPT W/ FITTING | 1468
EZB/L2-BW1 | EZ-SRV CARTRIDGE RELF VLV,1/2" BW W/ FITTING | 492
EZB/L2-BW1D | EZ-SRV DUAL CART RLF VLV,1/2"BW W/FITTING | 1287
EZB/M1-BT1 | EZ-SRV CARTRIDGE RELF VLV, 1/2" MPT W/ FITTING | 492
EZB/M1-BT2 | EZ-SRV CARTRIDGE RELF VLV,3/4" MPT W/ FITTING | 575
EZB/M1-BT2D | EZ-SRV DUAL CART RELF VLV,3/4" MPT W/FITTING | 1468
EZB/M1-BW1 | EZ-SRV CARTRIDGE RELF VLV,1/2" BW W/ FITTING | 492
EZB/M1-BW2 | EZ-SRV CARTRIDGE RELF VLV,3/4" BW W/FITTING | 575
EZB/M2 | EZ-SRV CARTRIDGE RELIEF VLV, BARE | 327
EZB/M2-BT1 | EZ-SRV CARTRIDGE RELF VLV,1/2" MPT W/ FITTING | 492
EZB/M2-BT2D | EZ-SRV DUAL CART RELF VLV,3/4" MPT W/ FITTING | 1468
EZB/M2-BW1 | EZ-SRV CARTRIDGE RELF VLV,1/2" BW W/ FITTING | 492
EZB/M2-BW2 | EZ-SRV CARTRIDGE RELF VLV,3/4" BW W/FITTING | 575
EZB/M2E | EZ-SRV CARTRIDGE RELIEF VAV, BARE CE-CAT IV | 327
EZB/M2E-BW1 | EZ-SRV CART RLF,1/2" BW W/FTG,CATIV,MODB&D,EF104 | 492
EZC/150 | EZ-SRV CARTRIDGE RELIEF VLV, BARE | 380
EZC/150-BT2 | EZ-SRV CARTRIDGE RELF VLV,3/4" MPT W/ FITTING | 632
EZC/150-BT2D | EZ-SRV DUAL CART RELF,3/4" MPT W/FITTING | 1582
EZC/150-BW2 | EZ-SRV CARTRIDGE RELF VLV,3/4" BW W/ FITTING | 632
EZC/150-BW2D | EZ-SRV DUAL CARTRIDGE RLF VLV,3/4"BW W/ FITTING | 1582
EZC/200 | EZ-SRV CARTRIDGE RELIEF VLV, BARE | 380
EZC/200-BT2D | EZ-SRV DUAL CART RELF VLV, 3/4" MPT W/FITTING | 1582
EZC/200-BW2 | EZ-SRV CARTRIDGE RELF VLV, 3/4" BW W/ FITTING | 632
EZC/225-BW2 | EZ-SRV CARTRIDGE RELF VLV,3/4" BW W/ FITTING | 632
EZC/250 | EZ-SRV CARTRIDGE RELIEF VLV, BARE | 380
EZC/250-BT2 | EZ-SRV CARTRIDGE RELF VLV, 3/4" MPT W/ FITTING | 632
EZC/250-BT2D | EZ-SRV DUAL CART RELF VLV,3/4" MPT W/ FITTING | 1582
EZC/250-BW2 | EZ-SRV CARTRIDGE RELF VLV, 3/4" BW W/ FITTING | 632
EZC/300 | EZ-SRV CARTRIDGE RELIEF VLV, BARE | 380
EZC/300-BT2 | EZ-SRV CARTRIDGE RELF VLV, 3/4" MPT W/ FITTING | 632
EZC/300-BT2D | EZ-SRV DUAL CART RELF VLV,3/4" MPT W/FITTING | 1582
EZC/300-BW2 | EZ-SRV CARTRIDGE RELIEF VLV,3/4" BW W/ FITTING | 632
EZC/350 | EZ-SRV CARTRIDGE RELIEF VLV, BARE | 380
EZC/350-BT2 | EZ-SRV CARTRIDGE RELF VLV, 3/4" MPT W/ FITTING | 632
EZC/350-BT2D | EZ-SRV DUAL CART RELF VLV, 3/4" MPT W/ FITTING | 1582
EZC/400 | EZ-SRV CARTRIDGE RELIEF VLV, BARE | 380
EZC/400-BT2D | EZ-SRV DUAL CART RELF VLV,3/4" MPT W/FITTING | 1582
EZC/450-BT2 | EZ-SRV CARTRIDGE RELF VLV, 3/4" MPT W/ FITTING | 632
EZC/500 | EZ-SRV CARTRIDGE RELIEF VLV, BARE | 380
EZC/500-BT2 | EZ-SRV CARTRIDGE RELF VLV,3/4" MPT W/ FITTING | 632
EZC/500-BT2D | EZ-SRV DUAL CART RELF VLV,3/4" MPT W/ FITTING | 1582
EZC/550 | EZ-SRV CARTRIDGE RELIEF VLV, BARE | 380
EZC/550-BT2 | EZ-SRV CARTRIDGE RELF VLV,3/4" MPT W/ FITTING | 632
EZC/550-BW2 | EZ-SRV CARTRIDGE RELF VLV,3/4" BW W/ FITTING | 632
EZC/600-BT2 | EZ-SRV CARTRIDGE RELF VLV,3/4" MPT W/FITTING | 632
EZC/600-BT2D | EZ-SRV DUAL CART RELF VLV, 3/4" MPT W/FITTING | 1582
EZC/H3-BT2 | EZ-SRV CARTRIDGE RELF VLV,3/4" MPT W/ FITTING | 632
EZC/H3-BT2D | EZ-SRV DUAL CART RELF VLV,3/4" MPT W/ FITTING | 1582
EZC/H3-BW2 | EZ-SRV CARTRIDGE RELF VLV,3/4" BW W/FITTING | 632
EZC/H3-BW2D | EZ-SRV DUAL CART RELF VLV,3/4" BW W/FITTING | 1582
EZC/L1-BT2 | EZ-SRV CARTRIDGE RELF VLV,3/4" MPT W/FITTING | 632
EZC/L1-BW2 | EZ-SRV CARTRIDGE RELF VALVE,3/4" BW W/ FITTING | 632
EZC/L1E-BW2 | EZ-SRV CART RLF,3/4" BW W/ FTG,CATIV,MODB&D,EF104 | 632
EZC/L2 | EZ-SRV CARTRIDGE RELIEF VLV, BARE | 380
EZC/L2-BT2 | EZ-SRV CARTRIDGE RELF VLV,3/4" MPT W/FITTING | 632
EZC/L2-BW2 | EZ-SRV CARTRIDGE RELF VLV,3/4" BW W/ FITTING | 632
EZC/M1-BT2 | EZ-SRV CARTRIDGE RELF VLV,3/4" MPT W/ FITTING | 632
EZC/M1-BW2 | EZ-SRV CARTRIDGE RELF VLV, 3/4" BW W/ FITTING | 632
EZC/M2-BT2 | EZ-SRV CARTRIDGE RELF VLV,3/4" MPT W/ FITTING | 632
EZC/M2-BW2 | EZ-SRV CARTRIDGE RELF VLV,3/4" BW W/FITTING | 632
EZC/M3-BT2 | EZ-SRV CARTRIDGE RELIEF VALVE, 3/4" MPT W/ FITTING | 632
EZE/150 | EZ-SRV CARTRIDGE RELIEF VLV, BARE | 603
EZE/150-BT4 | EZ-SRV CARTRIDGE RELF VLV, 1" MPT W/ FITTING | 903
EZE/150-BT4D | EZ-SRV DUAL CARTRIDGE RELIEF,1" MPT W/FITTING | 2310
EZE/150-BW4 | EZ-SRV CARTRIDGE RELF VLV 1" BW W/ FITTING | 903
EZE/150-BW4D | EZ-SRV DUAL CARTRIDGE RLF VLV,1"BW W/FITTING | 2310
EZE/200 | EZ-SRV CARTRIDGE RELIEF VLV, BARE | 603
EZE/200-BT4 | EZ-SRV CARTRIDGE RELF VLV,1" MPT W/ FITTING | 903
EZE/200-BW4 | EZ-SRV CARTRIDGE RELF VLV, 1" BW W/ FITTING | 903
EZE/225 | EZ-SRV CARTRIDGE RELIEF VLV, BARE | 603
EZE/225-BT4 | EZ-SRV CARTRIDGE RELF VLV 1" MPT W/ FITTING | 903
EZE/225-BW4 | EZ-SRV CARTRIDGE RELF VLV 1" BW W/ FITTING | 903
EZE/250 | EZ-SRV CARTRIDGE RELIEF VLV, BARE | 603
EZE/250-BT4 | EZ-SRV CARTRIDGE RELF VLV,1" MPT W/ FITTING | 903
EZE/250-BT4D | EZ-SRV DUAL CART RELF VLV,1" MPT W/ FITTING | 2310
EZE/250-BW4 | EZ-SRV CARTRIDGE RELF VLV,1" BW W/ FITTING | 903
EZE/300 | EZ-SRV CARTRIDGE RELIEF VLV, BARE | 603
EZE/300-BT4 | EZ-SRV CARTRIDGE RELF VLV 1" MPT W/ FITTING | 903
EZE/300-BT4D | EZ-SRV DUAL CART RELF VLV,1" MPT W/FITTING | 2310
EZE/300-BW4 | EZ-SRV CARTRIDGE RELF VLV 1" BW W/ FITTING | 903
EZE/350 | EZ-SRV CARTRIDGE RELIEF VLV, BARE | 603
EZE/350-BT4 | EZ-SRV CARTRIDGE RELF VLV 1" MPT W/ FITTING | 903
EZE/350-BW4 | EZ-SRV CARTRIDGE RELF VLV 1" BW W/ FITTING | 903
EZE/L2 | EZ-SRV CARTRIDGE RELIEF VLV, BARE | 603
EZE/L2-BT4 | EZ-SRV CARTRIDGE RELF VLV,1" MPT W/ FITTING | 903
EZE/L2-BW4 | EZ-SRV CART RELF VLV,1" BW W/ FITTING | 903
EZE/L3 | EZ-SRV CARTRIDGE RELIEF VLV, BARE | 603
EZE/L3-BW4 | EZ-SRV CART RELF VLV,1" BW W/ FITTING | 903
EZE/M1 | EZ-SRV CARTRIDGE RELIEF VLV, BARE | 603
EZE/M1-BT4 | EZ-SRV CARTRIDGE RELF VLV,1" MPT W/ FITTING | 903
EZE/M1-BT4D | EZ-SRV DUAL CART RLF VLV,1" MPT W/ FITTING | 2310
EZE/M1-BW4 | EZ-SRV CART RELF VLV,1" BW W/ FITTING | 903
EZE/M1-BW4D | EZ-SRV DUAL CART RLF VLV,1" BW W/FITTING | 2310
EZE/M2 | EZ-SRV CARTRIDGE RELIEF VLV, BARE | 603
EZE/M2-BT4D | EZ-SRV DUAL CART RELF VLV,1" MPT W/FITTING | 2310
EZE/M2-BW4 | EZ-SRV CARTRIDGE RELF VLV,1" BW W/ FITTING | 903
EZF/150 | EZ-SRV CARTRIDGE RELIEF VLV, BARE | 1113
EZF/150-BT5 | EZ-SRV CARTRIDGE RELF VLV 1-1/4" MPT W/ FITTING | 1668
EZF/150-BT5D | EZ-SRV DUAL CART RELF,1-1/4" MPT W/FITTING | 4038
EZF/150-BW5 | EZ-SRV CARTRIDGE RELF VLV 1-1/4" BW W/ FITTING | 1668
EZF/200-BW5 | EZ-SRV CARTRIDGE RELF VLV 1-1/4" BW W/FITTING | 1668
EZF/225-BT5 | EZ-SRV CARTRIDGE RELF VLV 1-1/4" MPT W/ FITTING | 1668
EZF/225-BW5 | EZ-SRV CARTRIDGE RELF VLV 1-1/4" BW W/ FITTING | 1668
EZF/250 | EZ-SRV CARTRIDGE RELIEF VLV, BARE | 1113
EZF/250-BT5 | EZ-SRV CARTRIDGE RELF VLV,1-1/4" MPT W/ FITTING | 1668
EZF/250-BT5D | EZ-SRV DUAL CARTRIDGE RELF VLV,1-1/4"MPT W/FITTING | 4038
EZF/250-BW5 | EZ-SRV CARTRIDGE RELF VLV,1-1/4" BW W/FITTING | 1668
EZF/300 | EZ-SRV CARTRIDGE RELIEF VLV, BARE | 1113
EZF/300-BT5 | EZ-SRV CARTRIDGE RELF VLV 1-1/4" MPT W/ FITTING | 1668
EZF/300-BT5D | EZ-SRV DUAL CART RELF VLV,1-1/4"MPT W/FITTING | 4038
EZF/300-BW5 | EZ-SRV CARTRIDGE RELF VLV 1-1/4" BW W/ FITTING | 1668
EZF/350 | EZ-SRV CARTRIDGE RELIEF VLV, BARE | 1113
EZF/350-BT5 | EZ-SRV CARTRIDGE RELF VLV 1-1/4" MPT W/ FITTING | 1668
EZF/350-BW5 | EZ-SRV CARTRIDGE RELF VLV 1-1/4" BW W/ FITTING | 1668
EZF/L2-BT5D | EZ-SRV DUAL CART RELF,1-1/4" MPT W/FITTING | 4038
EZF/M1 | EZ-SRV CARTRIDGE RELIEF VLV, BARE | 1113
EZF/M1-BT5 | EZ-SRV CARTRIDGE RELF VLV,1-1/4" MPT W/ FITTING | 1668
EZF/M2 | EZ-SRV CARTRIDGE RELIEF VLV, BARE | 1113
EZF/M2-BT5 | EZ-SRV CART RELF VLV,1-1/4" MPT W/FITTING | 1668
EZLQ/100 | EZ-SRV LIQUID CARTRIDGE RLF VLV, BARE | 315
EZLQ/100-BT1 | EZLQ LIQUID RELF VLV, 1/2" MPT W/ FITTING | 480
EZLQ/100-BT2 | EZLQ LIQUID RELF VLV, 3/4" MPT W/ FITTING | 566
EZLQ/100-BW1 | EZLQ LIQUID RELF VLV, 1/2" BW W/ FITTING | 480
EZLQ/100-BW2 | EZLQ LIQUID RELIEF VALVE, 3/4" BW W/ FITTING | 566
EZLQ/3.5PA | EZ-SRV LIQUID CARTRIDGE RLF VLV, BARE(PASCALS) | 315
EZLQ/3.5PA-BT1 | EZLQ LIQUID RELF VLV,1/2" MPT W/ FITTING(PASCALS) | 480
EZLQ/5.0-BT1 | EZLQ LIQUID RELF VLV, 1/2" MPT W/ FITTING | 480
EZLQ/5.0PA-BT1 | EZLQ LIQUID RELF VLV,1/2" MPT W/ FITTING(PASCALS) | 480
EZLQ/50 | EZ-SRV LIQUID CARTRIDGE RLF VLV, BARE | 315
EZLQ/50-BT1 | EZLQ LIQUID RELF VLV, 1/2" MPT W/ FITTING | 480
EZLQ/50-BT2 | EZLQ LIQUID RELF VLV, 3/4" MPT W/ FITTING | 566
EZLQ/50-BW1 | EZLQ LIQUID RELF VLV, 1/2" BW W/ FITTING | 480
EZLQ/50-BW2 | EZLQ LIQUID RELF VLV, 3/4" BW W/ FITTING | 566
EZLQ/6.0PA | EZ-SRV LIQUID CARTRIDGE RLF VLV, BARE(PASCALS) | 315
EZLQ/6.0PA-BT1 | EZLQ LIQUID RELF VLV,1/2" MPT W/ FITTING(PASCALS) | 480
EZLQ/7.0E-BW1 | EZLQ LIQ RLF VLV,1/2" BW W/FIT,CATIV MOD.B&D EF104 | 480
EZLQ/7.0E-BW2 | EZLQ LIQ RLF VLV,3/4" BW W/FIT,CATIV MOD.B&D EF104 | 566
EZLQ/7.0PA-BT1 | EZLQ LIQUID RELF VLV,1/2" MPT W/ FITTING(PASCALS) | 480
EZLQ/7.0PA-BW1 | EZLQ LIQUID RELF VLV,1/2" BW W/ FITTING(PASCALS) | 480
EZLQ/75 | EZ-SRV LIQUID CARTRIDGE RLF VLV, BARE | 315
EZLQ/75-BT1 | EZLQ LIQUID RELF VLV, 1/2" MPT W/ FITTING | 480
EZLQ/75-BT2 | EZLQ LIQUID RELF VLV, 3/4" MPT W/ FITTING | 566
EZLQ/75-BW1 | EZLQ LIQUID RELF VLV, 1/2" BW W/ FITTING | 480
EZLQ/75-BW2 | EZLQ LIQUID RELF VLV, 3/4" BW W/ FITTING | 566
G3 | NH3/HACBN GAUGE,30"TO 350PSIG,1/4" NPT,3.5" DIAM | 195
G4 | NH3/HACBN GAUGE 30"TO 150PSIG,1/4" NPT,3.5" DIAM | 195
G5M-S | STAINLESS STEEL HALO GAUGE(BAR/DEGREE)-1 TO12 BAR | 311
G6M-S | HALO GAUGE,-1 TO25 BAR,1/4NPT,100mm STAINLESS STL | 311
GA1 | NH3 TEMP/PRESSGAUGE 30"TO300PSIG,1/4"NPT,3.5" DIA | 195
GA1-S | NH3 GAUGE -30-300 PSIG,1/4"NPT,4DIA,SS | 311
GA1M | NH3 GAUGE-1 TO +11 BAR 1/4"NPT,90MM DIA FACE | 195
GA1M-S | NH3 GAUGE -1 TO +11 BAR, NPT, 100MM DIA STAINLESS | 311
GA2 | NH3 GAUGE 30" TO 150PSIG 1/4" NPT,3.5" DIAMETR FAC | 195
GA2-S | NH3 GAUGE -30-150PSI,1/4"NPT,4"DIA,STAINLESS STL. | 311
GA2M | NH3 GAUGE -1 TO +21 BAR 1/4" NPT,90MM DIAM FACE | 195
GA2M-S | NH3 GAUGE -1 TO+21BAR,1/4"NPT,100MM DIA, S/S | 311
GS150C | 1-1/2" REFRIG SHUT-OFF VLV,GLOBE,SOCKET WELD,SC | 457
GS150CE | 1-1/2"SHUT-OFF VLV GLB,SW,SC CE-CATII,MODH,EF107 | 457
GS150CS | 1-1/2" GLOBE SHUT-OFF, SW,SC, W/W S/S PACKING NUT | 515
GS150H | 1-1/2"NH3 SHUT-OFF VALVE GLOBE,SOCKET WELD,HW | 457
GS150HE | 1-1/2" SHUT-OFF GLB,SW,HW,CE-CAT II,MOD H. EF107 | 457
GS150HS | 1-1/2" GLB SHUT-OFF VLV.SW,HW,SS PACK NUT | 515
GS200C | 2" REFRIG. SHUT-OFF VALVE GLOBE, SOCKET WELD, SC | 527
GS200CE | 2" SHUT-OFF VLV GLB,SW,SC CE-CATII,MODH,EF107 | 527
GS200CS | 2" GLOBE SHUT-OFF VALVE,SW,SC,W/S/S PACKING NUT | 585
GS200H | 2" AMMONIA SHUT-OFF VALVE GLOBE, SW, HW | 527
GS200HE | 2" SHUT-OFF VLV GLB,SW,HW,CE-CATII,MOD.H,EF107 | 527
GS200HS | 2" GLB SHUT-OFF VALVE,SW,HW, W/ S/S PACKING NUT | 585
GS251C | 2-1/2"REFRIG.SHUT-OFF VLV GLOBE,SOCKET WELD,SC | 707
GS251CE | 2-1/2"SHUT-OFF VLV GLB,SW SC CE-CATII,MODH,EF107 | 707
GS251CS | 2-1/2" REFRG SHUT-OFF GLB. SW,SC, S/S PACK NUT | 781
GS251H | 2-1/2"NH3 SHUT-OFF VALVE GLOBE,SOCKET WELD,HW | 707
GS251HS | 2-1/2" GLB SHUT-OFF VLV, SW,HW, S/S PACKING NUT | 781
GSB051C | 1/2"SHUT-OFF VLV,GLB,BLT.BONNET,SW,SC,T-STYLE | 191
GSB051CS | 1/2"GLB.VLV.,SW,BLT.BNT.T-STYLE,SC W/ S/S PACK NUT | 244
GSB051H | 1/2"SHUT-OFF VLV,GLB,BLT.BONNET,SW,HW,T-STYLE | 191
GSB051HS | 1/2" GLOBE SHUT-OFF,SW, S/S/ PACK NUT | 244
GSB076C | 3/4"SHUT-OFF VLV,GLB,BLT.BONNET,SW,SC,T-STYLE | 227
GSB076CS | 3/4"SHUT-OFF,GLB.BLT.BNT.T-STY,SW,SC S/S PACK NUT | 280
GSB076H | 3/4"SHUT-OFF VLV,GLB.,BLT.BONNET,SW,HW,T-STYLE | 227
GSB076HS | 3/4"GLB.SHUT-OFF,T-STY,BLT.BNT.SW,HW,SS PACK NUT | 280
GSB101C | 1"SHUT-OFF VLV,GLB,BLT.BONNET,T-STYLE,SW,SC | 239
GSB101CS | 1"SHUT-OFF GLB.BLT.BNT.T-STYLE,SW,SC, S/S PACK NUT | 291
GSB101H | 1"SHUT-OFF VLV,GLB,T-STYLE,BLT.BONNET,SW,HW | 239
GSB101HS | 1"GLB SHUT-OFF,SW,BLT.BNT.T-STYL,HW,S/S PACK NUT | 291
GSB126C | 1-1/4"SHUT-OFF VLV,GLB,T-STYLE,BLT.BONNET,SW,SC | 329
GSB126CE | 1-1/4"SHUT-OFF,GLOBE,SW,SC,CE-CAT I,MODA.EF106 | 329
GSB126CS | 1-1/4" GLB VLV, T-STYLE BLT BNT,SW,SC S/S PACKING | 381
GSB126H | 1-1/4"SHUT-OFF VLV,GLB,T-STYLE,BLT.BONNET,SW,HW | 329
GSB126HE | 1-1/4"SHUT-OFF VLV.GLB,SW,HW,CE-CAT I.MODA,EF106 | 329
GSB126HS | 1-1/4"GLB.SHUT-OFF,BLT.BNT.SW,HW,S/S PACK NUT | 381
GSBZ051C | 1/2"SHUT-OFF VLV.GLB,BLT.BONNET,SW,SC,T-STYLE,PLTD | 217
GSBZ051CS | 1/2" GLB SHUT-OFF,BLT.BNT W/ S/S PCKING NUT, PLTD | 270
GSBZ051H | 1/2" SHUT-OFF VALVE,GLB.SW.T-STYLE,HW,PLTD | 217
GSBZ051HS | 1/2" GLB.SHUT-OFF,BLT.BNT.W/ S/S PCK NUT, PLATED | 270
GSBZ076C | 3/4"SHUT-OFF VLV,GLB,BLT.BNT,SW,SC,T-STYLE,PLTD. | 252
GSBZ076CS | 3/4"GLB VLV,BLT.BNT,T-STYL,SW,SC S/S PACK NUT,PLTD | 305
GSBZ076H | 3/4"SHUT-OFF VLV.,T-STYLE,GLB.SW,HD.PLATED | 252
GSBZ076HS | 3/4" SHUT-OFF,T-STYLE,GLB,SW,HW, S/S PACK ,PLTD | 305
GSBZ101C | 1"SHUT-OFF VLV,GLB,BLT.BONNET,T-STYLE,SW,SC,PLTD. | 265
GSBZ101CS | 1"GLB. SHUT-OFF,T-STYLE,SW,SC,W/ S/S PACK, PLTD. | 318
GSBZ101H | 1" SHUT-OFF VALVE,GLB,SW T-STYLE.HW.PLTD. | 265
GSBZ101HS | 1" GLB SHUT-OFF, T-STYLE,SW,HW,W/ S/S PACK, PLTD | 318
GSBZ126C | 1-1/4"SHUT-OFF VLV,T-STYLE,GLB,SW,SC,PLATED | 356
GSBZ126CS | 1-1/4"SHUT-OFF VLV,T-STYLE,GLB.SC, S/S PACK, PLTD | 408
GSBZ126H | 1-1/4"SHUT-OFF VLV.,,T-STYLE,GLB,SW.HD.,PLATED | 356
GSBZ126HS | 1-1/4" SHUT-OFF,T-STYLE,GLB.SW.HW. S/S PACK, PLTD | 408
GSE051C | 1/2"SHUT-OFF VLV,GLB. EXT.NCK,BLT.BNT,T-STY,SW,SC | 276
GSE051H | 1/2" SHUT-OFF VLV,GLB.EXT.NCK,BLT.BNT,T-STYL,SW,HW | 276
GSE076C | 3/4"SHUT-OFF,GLB EXT NCK,BLT BNT,T-STYL SW SC | 314
GSE076H | 3/4" SHUT-OFF GLOBE.EXT.NECK,SW,HW | 314
GSE101C | 1"SHUT-OFF VLV,GLB.EXT.NECK,BLT.BNT,T-STYLE,SW,SC | 373
GSE101H | 1"SHUT-OFF VLV,GLB.EXT.NCK,BLT.BNT,T-STYLE,SW,HW | 373
GSE126C | 1-1/4"SHUT-OFF,GLB.EXT.NCK,BLT.BNT,T-STYLE,SW,SC | 465
GSE126H | 1-1/4" SHUT-OFF VLV,GLOBE.EXT.NCK SW,HW | 465
GSE150C | 1-1/2"SHUT-OFF VLV,GLB,EXT.NECK,T-STYLE,SW,SC | 617
GSE150H | 1-1/2"SHUT-OFF VLV,GLB,EXT.NECK,T-STYLE,SW,HW | 617
GSE150HE | 1-1/2"SO VLV,GLB,EXT,SW,HW,CE-CATII MODH EF107 | 617
GSE200C | 2"SHUT-OFF VLV,GLB, EXT.NECK,BLT.BNT,T-STYLE,SW,SC | 690
GSE200H | 2"SHUT-OFF VLV,GLB,EXT.NCK,BLT.BNT,T-STYL SW,HW | 690
GSE251C | 2-1/2" SHUT-OFF GLOBE, EXT NECK, SW,SC | 909
GSE251H | 2-1/2" SHUT-OFF,GLOBE. EXT.NCK, SW,HW | 909
GSEZ051H | 1/2" GLB VLV EXT NECK,BLT BNT,T-STYLE,HW PLATED | 302
GSEZ076C | 3/4" GLB.VALVE EXT.NECK,BLT.BNT,T-STYLE,SW,SC,PLTD | 340
GSEZ076H | 3/4"SHUT-OFF,GLB,EXT NECK,BLT BNT,T-STY,SW,HW,PLTD | 340
GSEZ101C | 1" GLB. VALVE,EXT NECK,BLT.BNT,T-STYLE,SW,SC,PLTD | 401
GSEZ101H | 1" GLB SHUT-OFF,EXT NECK,SW,HW,PLATED | 401
GSEZ126C | 1-1/4" GLB EXT NECK, T-STYLE,BLT BNT,SW,SC,PLATED | 493
GSEZ126H | 1-1/4",GLB.EXT NECK,T-STYLE,BLT.BNT.SW.HW.PLTD | 493
GSEZ150C | 1-1/2"GLB SHUT-OFF VLV,EXT.NCK,T-STYL,SW,SC PLTD | 696
GSEZ150H | 1-1/2" GLB VALVE, T-STYLE,EXT NECK,SW,HW,PLATED | 696
GSEZ200C | 2" GLB VALVE,EXT NECK T-STYLE,SW,SC, PLATED | 779
GSEZ200H | 2"SHUT-OFF GLB,EXT,NECK,BLT.BNT,T-STYLE,SW,HW,PTLD | 779
GSEZ251H | 2-1/2"SHT-OFF,GLOBE.EXT.NCK.T-STY,SW,HW,PLTD | 1064
GSZ150C | 1-1/2"AMMONIA SHUT-OFF VALVE, PLATED,GLOBE,SW,SC | 535
GSZ150CE | 1-1/2"GLB SHUT-OFF,SW,SC,PLTD,CE-CATII,MODH,EF107 | 535
GSZ150CS | 1-1/2" GLB SHUT-OFF VLV.,SW,SC,W/ S/S PACK, PLTD. | 593
GSZ150H | 1-1/2"AMMONIA SHUT-OFF VALVE, PLATED,GLOBE,SWHW | 535
GSZ150HS | 1-1/2" GLB VALVE,SW,HW,W/S/S PACKING NUT,PLATED | 593
GSZ200C | 2"REFRIG. SHUT-OFF VALVE, PLATED,GLOBE,SW,SC | 612
GSZ200CS | 2"REFRG.SHUT-OFF,GLB.SW,SC,W/ S/S PACK, PLTD. | 670
GSZ200H | 2"NH3 SHUT-OFF VALVE, PLATED,GLOBE,SW,HW | 612
GSZ200HS | 2" SHUT-OFF,GLB,SW,HW,W/ S/S PACK NUT, PLATED | 670
GSZ251C | 2-1/2"REFRIGERANT SHUT-OFF VALVE PLATED,GLOBE,SOCK | 856
GSZ251H | 2-1/2"AMMONIA SHUT-OFF VALVE, PLATED,GLOBE,SW,HW | 856
GSZ251HS | 2-1/2"SHUT-OFF,GLB.SW,HW,W/S/S PACK NUT,PLTD | 930
GT038C | 3/8"REFRIG SHUT-OFF VLV GLOBE,THREADED,SEAL CAP | 160
GT038H | 3/8"NH3 SHUT-OFF VALVE GLOBE,THREADED, HANDWHEEL | 160
GT051C | 1/2"REFRIG SHUT-OFF VLV GLOBE,THREADED,SEAL CAP | 164
GT051H | 1/2"NH3 SHUT-OFF VALVE GLOBE,THD,HW | 164
GT076C | 3/4"REFRIG SHUT-OFF VLV GLOBE,THREADED,SEAL CAP | 187
GT076H | 3/4"NH3 SHUT-OFF VALVE GLOBE,THREADED,HANDWHEEL | 187
GTB051C | 1/2" SHUTOFF VLV,GLOBE SC,T-STYL,THD,4-BOLT | 189
GTB051CS | 1/2"GLOBE SHUT-OFF THD.SC.T-STYLE W/ S/S PACK NUT | 242
GTB051H | 1/2" SOV,THD,T-STYLE GLOBE HW,4-BOLT | 189
GTB051HS | 1/2" GLB SHUT-OFF, THD.HW,T-STYLE, S/S PACK NUT | 242
GTB076C | 3/4"SHUT-OFF VLV,GLOBE SC THD,T-STYLE,4-BOLT | 226
GTB076CS | 3/4"GLB. SHUT-OFF,THD.SC.T-STYLE, W/S/S/ PACK NUT | 279
GTB076H | 3/4" SHUTOFF VLV,THD,T-STYLE GLOBE HW, 4-BOLT | 226
GTB076HS | 3/4"GLB SHT-OFF,T-STYL,BLT.BNT.THD.HW,S/S PACK NUT | 279
GTB101C | SHUT-OFF VLV,T-STYLE 1" GLOBE,SC,THD,4-BOLT | 236
GTB101CS | 1" GLB SHUT-OFF THD.SC.T-STYLE, W/S/S/ PACK NUT | 289
GTB101H | 1" SHUT-OFF VLV, T-STYLE GLOBE HW, THD, 4-BOLT | 236
GTB101HS | 1"SHUT-OFF,GLB, BLT.BNT.THD.,HW S/S PACK NUT | 289
GTB126C | VALVE, T-STYLE GLOBE SC 1-1/4" THD, 4-BOLT | 329
GTB126CS | 1-1/4" GLB SHUT-OFF,T-STYLE.THD,SC,W/ S/S PACK NUT | 381
GTB126H | VALVE, T-STYLE GLOBE HW 1-1/4" THD, 4-BOLT | 329
GTB126HS | 1-1/4" GLB SHUT-OFF T-STYLE THD,HW, S/S PACK NUT | 381
GTBZ051C | 1/2" GLB. SOV,THD,BLT.BNT.T-STYLE,SC PLTD | 214
GTBZ051CS | 1/2"GLB SHUT-OFF,THD.BLT.BNT SC,W/S/S PACKING,PLTD | 266
GTBZ051H | 1/2" THD GLB SOV BLT.BNT T-STYLE,HW,PLTD | 214
GTBZ051HS | 1/2" GLB SHUT-OFF,THD,BLT.BNT HW W/SS PACKING,PLTD | 266
GTBZ076C | 3/4" GLB SHUT-OFF,THD,BLT.BNT,T-STYLE,SC,PLATED | 251
GTBZ076CS | 3/4" GLB SHUTOFF,THD,BLT.BNT,SC,PLT,SS NUT,TSTYLE | 304
GTBZ076H | 3/4"GLOBE SHUT-OFF,THD,BLT BNT,T-STYLE,HW,PLT | 251
GTBZ076HS | 3/4"SHUT-OFF,GLB.THD.HW.,S/S PACKING NUT,PLT | 304
GTBZ101HS | 1" GLB SHUT-OFF,T-STYLE,THD,HW,W S/S PACK, PLTD. | 316
GTBZ126H | 1-1/4" SHUT-OFF VALVE,GLB,THD,BLT.BONNET,HW,PLTD. | 356
GTE051C | 1/2"SHT-OFF VLV, GLB,EXT.NECK,,T-STYLE,THD,SC | 274
GTE051H | 1/2" SHT-OFF VLV,GLB,EXT.NECK,,T-STYLE,THD.HW | 274
GTE076C | 3/4" SHT-OFF VLV,GLB. EXT.NECK,T-STYLE,THD,SC | 313
GTE076H | 3/4"SHT-OFF VLV,GLB.EXT.NECK,T-STYLE,THD,HW | 313
GTE101C | 1" SHT-OFF VLV,GLB.EXT.NECK,,T-STYLE,THD.SC | 371
GTE101H | 1" SHT-OFF VLV,GLB.EXT.NECK.,T-STYLE,THD,HW | 371
GTE126C | 1-1/4" SHT-OFF VLV,GLB.EXT.NECK,T-STYLE,THD.SC | 465
GTE126H | 1-1/4" SHT-OFF VLV,GLB,EXT.NECK,T-STYLE,THD,HW | 465
GTEZ051H | 1/2" GLB SHUT-OFF VLV,EXT NECK,T-STYLE,THD,HW,PLTD | 300
GTEZ076H | 3/4"SHUT-OFF GLB EXT NECK,T-STYLETHD,HW,PLTD | 339
GTZ038C | 3/8"REFRIG.SHUT-OFF VALVE, PLATED,GLOBE,THRD,SC | 184
GTZ038H | 3/8"NH3 SHUT-OFF VLV, PLATED,GLOBE,THRD,HW | 184
GTZ051C | 1/2"REFRIG.SHUT-OFF VALVE, PLATED,GLOBE,THRD,SC | 190
GTZ051H | 1/2" NH3 SHUTOFF VLV PLATED,GLOBE,THRD,HW | 190
GTZ076C | 3/4"REFRIG.SHUT-OFF VALVE, PLATED,GLOBE,THRD,SC | 212
GTZ076H | 3/4"NH3 SHUT-OFF VALVE PLATED,GLOBE,THRD,HW | 212
GW1000C | 10" REFRIG. SHUT-OFF VALVE, GLOBE, WELDED, SC | 12882
GW1000CE | 10" GLB SHUT-OFF VLV, SC, CE-CAT III,MOD H EF108 | 12882
GW1000CS | 10" NH3 SHUT-OFF GLOBE,BW,S/S PACK NUT,SEAL CAP | 14068
GW1000H | 10" REFRIG. SHUT-OFF VALVE, GLOBE, BW, HW | 12882
GW1000HE | 10" GLB,SHUT-OFF VLV,HW,BW,CE-CAT III,MOD H,EF108 | 12882
GW1200C | 12" REFRIG. SHUT-OFF VALVE GLOBE, WELDED, SC | 18773
GW1200H | 12" REFRIG. SHUT-OFF VALVE,GLOBE,BW,HW | 18773
GW1200HS | 12" NH3 SHUT-OFF VLV,GLB, WLD, HW, W/ SS PACK NUT | 20445
GW1400C | 14" REFRIG. SHUT-OFF VALVE, GLOBE, WELDED, SC | 37671
GW1400H | 14" REFRIG. SHUT-OFF VALVE, GLOBE, BW, HW | 37671
GW150C | 1-1/2" GLOBE SHUT-OFF VALVE BW, SC | 486
GW150CE | 1-1/2"GLB SHUT-OFF VLV,BW,SC,CE-CATII,MOD.H,EF107 | 486
GW150CS | 1-1/2"GLB SHUT-OFF VLV,BW,SC, W/ S/S PACK NUT | 544
GW150H | 1-1/2" GLOBE SHUT-OFF VALVE, BW HW | 486
GW150HE | 1-1/2" GLB SHUT-OFF VLV,BW HW,CE-CATII,MODH,EF107 | 486
GW150HS | 1-1/2" GLB SHUT-OFF VLV,BW,HW, W/ S/S PACK NUT | 544
GW200C | 2" REFRIG SHUT-OFF VALVE GLOBE, BW, SC | 546
GW200CE | 2" SHUT-OFF, GLB,BW,SC CE-CATII, MODH EF107 | 546
GW200CS | 2" REFRIG SHUT-OFF VALVE,GLOBE,BW,SC /SS TRIM | 604
GW200H | 2" AMMONIA SHUT-OFF VALVE GLOBE, BW, HANDWHEEL | 546
GW200HE | 2" SHUT-OFF,GLB,BW,HDWL,CE-CATII,MODH,EF107 | 546
GW200HS | 2" GLB SHUT-OFF BW,HW, W/S/S PACKING NUT | 604
GW251C | 2-1/2"REFRIG SHUT-OFF VALVE GLOBE,BW,SC | 725
GW251CE | 2-1/2"SHUT-OFF VLV GLB,BW,SC,CE-CATII MOD H,EF107 | 725
GW251CS | 2-1/2"SHUT-OFF VLV, GLB.,BW,SC, W S/S/ PACK NUT | 798
GW251H | 2-1/2"NH3 SHUT-OFF VALVE,GLOBE,BW,HW | 725
GW251HE | 2-1/2"NH3 SHUTOFF VLV,GLOBE,BW,HW,CATII,MODH,EF107 | 798
GW251HS | 2-1/2" GLOBE SHUT-OFF, BW, HW, W/ S/S PACKING NUT | 798
GW252CE | 65mm SHUT-OFF GLB,BW,SC CE-CATII,MODH EF107 | 725
GW252HE | 65mm SHUT-OFF GLB,BW,HW,CE-CATII MODH,EF107 | 725
GW301C | 3"REFRIG SHUT-OFF VLV,GLOBE,BW,SC | 1050
GW301CE | 3"SHUT-OFF VALVE GLB,BW,SC CE-CATII,MODH,EF107 | 1050
GW301CS | 3" NH3 SHUT-OFF, GLB.BW.SC, W/S/S PACKING NUT | 1123
GW301H | 3" AMMONIA SHUT-OFF VALVE GLOBE, WELDED, HANDWHEEL | 1050
GW301HE | 3" SHUT-OFF VLV,GLB,BW,HW,CE-CATII,MOD.H,EF107 | 1050
GW301HS | 3" NH3 SHUT-OFF VLV,BW,HW,W/ S/S PACKING NUT | 1123
GW402C | 4" REFRIG. SHUT-OFF VALVE GLOBE, BW, SC | 1358
GW402CE | 4" SHUT-OFF VALVE GLB,BW,SCCE-CATII, MOD H.,EF107 | 1358
GW402CS | 4" NH3 SHUT-OFF, GLB. BW,SC, W/ S/S PACKING NUT | 1432
GW402H | 4" REFRIG. SHUT-OFF VALVE GLOBE, BW, HANDWHEEL | 1358
GW402HE | 4" AMMONIA SHUT-OFF VALVE GLOBE, WELDED, HW (P) | 1358
GW402HS | 4" AMMONIA SHUT-OFF,GLB.BW.HW W/ S/S PACK NUT | 1432
GW500C | 5" AMMONIA SHUT-OFF VALVE GLBE, WELDED, SEAL CAP | 2472
GW500CE | 5" SOV,BW,GLOBE,SC CE-CATIII.,MODH EF108 | 2472
GW500CS | 5" NH3 SHUT-OFF, GLB.BW,SC, W/ S/S PACKING NUT | 2685
GW500H | 5" AMMONIA SHUT-OFF VALVE GLOBE, BW, HW | 2472
GW500HE | 5" SHUTOFF VLV,GLOBE,BW,HW,CE-CAT III, MOD H EF108 | 2472
GW500HS | 5" NH3 SHUT-OFF VALVE,GLB,BW,HW W/ S/S PACKING NUT | 2685
GW600C | 6" REFRIG. SHUT-OFF VALVE GLOBE, BW, SC | 2862
GW600CE | SOV, GLOBE 6",BW, SC CE-CATIII MOD H EF 108 | 2862
GW600CS | 6" GLOBE SHUT-OFF,BW,SC, W/ S/S PACK NUT | 3075
GW600H | 6" REFRIG. SHUT-OFF VALVE GLOBE, BW, HW | 2862
GW600HE | 6" GLOBE SOV,BW, HW,CE-CAT III MOD H, EF108 | 2862
GW600HS | 6" GLOBE SHUT-OFF, BW,HW W/ S/S PACKING NUT | 3075
GW800C | 8" REFRIG. SHUT-OFF VALVE GLOBE, WELDED, SEAL CAP | 6066
GW800CE | SOV,8" GLOBE,BW,SC CE-CAT III,MOD H EF108 | 6066
GW800CS | 8" NH3 SHUT-OFF, GLB,BW,SC W/S/S PACKING NUT | 6417
GW800H | 8" REFRIG. SHUT-OFF VALVE GLOBE,BW,HW | 6066
GW800HE | 8" SOV,GLOBE,BW,HW,CE-CAT III,MOD H,EF108 | 6066
GW800HS | 8"AMMONIA SHUT-OFF,GLB,BW,HW W/ S/S PACKING NUT | 6417
GWB051C | VALVE, T-STYLE GLOBE SC 1/2" BW, 4-BOLT | 209
GWB051CS | 1/2"GLB.SHUT-OFF,T-STYLE,BW,SC,W S/S/ PACK NUT | 261
GWB051H | 1/2" SHUTOFF VLV,GLOBE,HW,BW,T-STYLE,4-BOLT | 209
GWB076C | 3/4" SHUTOFF VLV,T-STYLE GLOBE,SC,BW,4-BOLT | 247
GWB076H | 3/4" SHUTOFF VLV,T-STYLE GLOBE,HW,BW,4-BOLT | 247
GWB076HS | 3/4" SHUTOFF VLV,T-STYLE GLB,HW,BW,4-BOLT,SS TRIM | 300
GWB101C | SHUT-OFF VLV,T-STYLE GLOBE SC 1" BW, 4-BOLT | 259
GWB101H | SOV, T-STYLE GLOBE HW 1" BW, 4-BOLT | 259
GWB126C | 1-1/4"SHUT-OFF VLV,GLB.BOLTED BNT.T-STYLE,BW,SC | 360
GWB126CE | 1-1/4"GLB,VLV,BLT.BNT.,BW,SC,CE-CATI,MODA,EF106 | 360
GWB126H | SHUT-OFF VALVE,T-STYLE GLOBE HW 1-1/4" BW,4-BOLT | 360
GWBZ051C | 1/2" GLOBE T-STYLE 4-BLOT, BW,SC, PLATED | 234
GWBZ051H | 1/2"GLB SHUT-OFF,T-STYLE,4-BOLT,BW,HW,PLATED | 234
GWBZ076C | 3/4" GLOBE T-STYLE 4-BOLT, BW,SC PLATED | 272
GWBZ076H | 3/4"GLB SHUT-OFF,T-STYLE,4-BOLT,BW.HW. PLATED | 272
GWBZ101C | 1" GLOBE T-STYLE 4-BOLT, BW SC, PLATED | 286
GWBZ126C | 1-1/4" GLOBE T-STYLE 4-BOLT, BW,SC, PLATED | 387
GWBZ126CE | 1-1/4"GLB,VLV,BLT.BNT,BW,SC,PLT,CE-CATI,MODA,EF106 | 387
GWBZ126H | 1-1/4" GLB VLV,T-STYLE,HW,BW,4-BOLT,PLATED | 387
GWE051C | 1/2" SHUT-OFF VLV,GLOBE EXT NECK,BW,SC | 294
GWE051H | 1/2" SHUT-OFF VLV,GLOBE EXT NECK,BW,HW | 294
GWE076C | 3/4" T-STYLE GLOBE EXT NECK SOV BW SC 4-BOLT | 334
GWE076H | 3/4" T-STYLE GLOBE EXT NECK SOV BW HW 4-BOLT | 334
GWE101C | 1" T-STYLE GLOBE EXT NECK SOV, SC BW, 4-BOLT | 393
GWE101H | 1" T-STYLE GLOBE EXT NECK SOV,HW BW,4-BOLT | 393
GWE126H | 1-1/4" GLOBE BW EXT NECK HANDWHEEL SOV | 497
GWE150C | 1-1/2" SHUT-OFF, GLOBE BW,EXT NECK, BOLT BNT,SC | 631
GWE150H | 1-1/2" SHUTOFF VLV,GLOBE BW EXT NECK,BLT.BNT,SW,HW | 631
GWE200C | 2" SHUT-OFF VLV,GLB.EXT.NECK,T-STYLE,BW,SC | 706
GWE200H | 2" SHUT-OFF VLV,GLB.EXT.NECK,T-STYLE,BW,HW | 706
GWE251C | 2-1/2" SHUT-OFF VALVE,GLB. EXT.NECK,T-STYLE,BW,SC | 929
GWE251H | 2-1/2" SHUT-OFF VLV,GLB,EXT NECK T-STYLE,BW,HW | 929
GWE301C | 3" SHUT-OFF VALVE,GLB.EXT.NECK,T-STYLE,BW,SC | 1405
GWE301H | 3" SHUT-OFF VALVE,GLB.EXT.NECK,T-STYLE,BW,HW | 1266
GWE301HE | 3"SHUTOFF VLV,GLB.EXT,T-STY,BW,HW,CATII,MODH,EF107 | 1266
GWE400C | 4" T-STYLE. SHUT-OFF,GLOBE,EXT. NECK,BW,SC,CO2 | 1655
GWE400H | 4" T-STYLE SHUT-OFF, GLB, EXTENDED NECK, BW, HW | 1655
GWEZ200C | 2" SHUT-OFF VLV,GLB.EXT NECK,T-STYLE,BW,SC,PLTD | 793
GWEZ301H | 3" GLOBE VALVE,EXT NECK,BW HW, PLATED | 1427
GWEZ400H | 4" GLOBE VLV, EXTENDED NECK, BUTT WELD, HW PLATED | 1850
GWZ1000C | 10"REFRIG.SHUT-OFF VALVE, GLOBE,WELDED,SC,PLATED | 16152
GWZ1000H | 10" NH3 SHUT-OFF VALVE, GLOBE,WELDED,HW,PLATED | 16152
GWZ1200C | 12"REFRIG.SHUT-OFF VALVE, GLOBE,WELDED,SC,PLATED | 24239
GWZ1200H | 12"NH3 SHUT-OFF VALVE, GLOBE,WELDED,HW,PLATED | 24239
GWZ1400C | 14"REFRIG.SHUT-OFF VALVE, GLOBE,WELDED,SC,PLATED | 45234
GWZ1400H | 14"NH3 SHUT-0FF VALVE, GLOBE,WELDED,HW,PLATED | 45234
GWZ150CE | 1-1/2" GLB SOV,BW,SC,PLATED, CE-CATII,MOD.H,EF107 | 564
GWZ200C | 2"REFRIG SHUT-OFF VALVE PLATED,GLOBE,WELDED,SC | 631
GWZ200CE | 2" SHUT-OFF,GLB,BW,SC PLATED,CE-CATII MODH EF107 | 631
GWZ200H | 2"NH3 SHUT-OFF VALVE, PLATED,GLOBE,WELDED,HW | 631
GWZ251C | 2-1/2"REFRIG SHUT-OFF VALVE, PLATED,GLOBE,WLD,SC | 876
GWZ251CE | 2-1/2"GLB SOV,BW,SC,PLT,CE-CATII,MOD.H,EF107 | 876
GWZ251CS | 2-1/2" GLB SHUT-OFF,BW,SC,W/ S/S PACKING, PLATED | 950
GWZ251H | 2-1/2"NH3 SHUT-OFF VLV, PLATED,GLB,WELD,HW | 876
GWZ301C | 3"REFRIG.SHUT-OFF VALVE, PLATED,GLOBE,WELDED,SC | 1205
GWZ301CE | 3" GLOBE SOV, BW, SC, PLT, CE-CATII, MODH, EF107 | 1205
GWZ301CS | 3" SHUT-OFF VLV,GLB,WLD,SC,W/ S/S/ PCK,PLTD | 1279
GWZ301H | 3"AMMONIA SHUT-OFF VLV, PLATED,GLOBE,WELDED,HW | 1205
GWZ301HS | 3" SHUT-OFF,GLB,WELDED,HW,W/ S/S PCK,PLTD | 1279
GWZ402C | 4"REFRIG.SHUT-OFF VALVE, PLATED,GLOBE,WELDED,SC | 1547
GWZ402CE | 4" GLOBE SOV, BW, SC, PLT, CE-CATII, MODH, EF107 | 1547
GWZ402CS | 4" REFRG SHUT-OFF GLB WLD SC W/ S/S/ PCK, PLTD | 1620
GWZ402H | 4"AMMONIA SHUT-OFF VALVE, PLATED,GLOBE,WELDED,HW | 1547
GWZ402HS | 4" AMMONIA GLB VALVE,WELDED,HW,W/ S/S PACK, PLTD | 1620
GWZ500C | 5"REFRIG.SHUT-0FF VALVE, GLOBE,WELDED,SC,PLATED | 2844
GWZ500CE | 5" SOV,BW,GLB,SC,PLT,CE-CATIII, MODH EF108 | 2844
GWZ500CS | 5" REFRIG SHUT-OFF,GLB.WLD.SC. W/ S/S PACK, PLTD | 3057
GWZ500H | 5"NH3 SHUT-OFF VALVE GLOBE,WELDED,HW,PLATED | 2844
GWZ600C | 6"REFRIG.SHUT-0FF VALVE, GLOBE,WELDED,SC,PLATED | 3682
GWZ600CE | SOV,GLOBE 6",BW,SC,PLT,CE-CATIII MODH EF108 | 3682
GWZ600CS | 6" REFRIG SHUT-OFF VLV,GLB,WELD,SC S/S PACK PLATED | 3895
GWZ600H | 6"NH3 SHUT-OFF VALVE GLOBE,WELDED,HW,PLATED | 3682
GWZ800C | 8"REFRIG.SHUT-OFF VALVE, GLOBE,WELDED,SC,PLATED | 7353
GWZ800H | 8"NH3 SHUT-OFF VALVE, GLOBE,WELDED,HW,PLATED | 7353
H1100 | SEE-LVL LIQ IND,CLEAR LENS,CE-CAT.II,MOD.H,EF110 | 231
H1100-N | SEE-LVL LIQ IND.CLEAR LENS FST SH,CATII,MODH,EF110 | 276
H1100-R | SEE-LEVEL LIQUID INDICATOR,CE-CAT.II,MOD.H,EF110 | 231
H1100-R/12 | SEE-LEVEL LIQUID INDICATOR (QTY.12) | 2291
H1100-RN | SEE-LEVEL LIQ IND./FST SHLD,CE-CAT.II,MOD.H,EF110 | 276
H1100-RN/12 | SEE LEVEL LIQUID INDICATOR W/FRST SHIELD (QTY 12) | 3241
H1100C | SEE-LVL LIQ.CLR LENS SAD.MILLD HSG,CATII,MODHEF110 | 254
H1100C-N | SEE-LVL IND.CLR LEN SADHSG/FRST SHLD.CE-CAT.II,MOD | 299
H1100C-R | SEE-LVL LIQ W/SAD.MILLED HSG,CE-CAT.II,MOD.H,EF110 | 254
H1100C-R/12 | SEE-LEVEL LIQD INDICATR W/SADDLE MILLED HSG.QTY12 | 2354
H1100C-RN | SEE-LVL LIQ IND.SDL HSG/FRTSLD,CE-CAT.II.MODHEF110 | 299
H1100C-RN/12 | SEE-LVL,LIQ.SAD.HSG/FRST SHLD,CE-CAT11,MOD H.EF110 | 3508
H5600A/150-P | NH3 PRESSURE-RELF VLV,EYE,1/2" X 3/4",SET@150 PSI | 448
H5600A/150E-P | NH3 RLF.VLV,3/4"X1",EYE,CATIV,MOD.B&D,EF104,SET150 | 448
H5600A/175-P | PRESSURE-RELF VLV,EYE,1/2" X 3/4",SET@175 PSI,ACT | 448
H5600A/200-P | NH3 PRESSURE-RELIEF VLV,EYE,1/2" X 3/4",SET@200PSI | 448
H5600A/200E-P | NH3 RLF.VL,1/2"X3/4",EYE,CAT.IV,MOD.B&D,EF104,@200 | 448
H5600A/225-P | NH3 PRESS-RLF VLV,EYE,1/2" X 3/4",SET@225PSI | 448
H5600A/225E-P | RELF VLV,1/2"X3/4",EYE,@225,CAT.IV,MOD.B&D,EF104 | 448
H5600A/250-P | NH3 PRESS-RLF VLV,EYE,1/2" X 3/4",SET@250PSI | 448
H5600A/250E-P | RELF VLV,1/2"X3/4",EYE,@250,CAT.IV,MOD.B&D,EF104 | 448
H5600A/275-P | NH3 PRESS-RLF VLV,EYE,1/2" X 3/4",SET@275PSI | 448
H5600A/275E-P | RELF VLV,1/2"X3/4",EYE,@275,CAT.IV,MOD.B&D,EF104 | 448
H5600A/300-P | NH3 PRESSURE-RELF VLV,EYE,1/2" X 3/4",SET@300 PSI | 448
H5600A/300E-P | NH3 RLF.VLV.1/2"x3/4",EYE,CATIV,MOD.B&D,EF104,@300 | 448
H5600A/350-P | NH3 PRESS RLF VLV,EYE,1/2" X 3/4",SET@350 PSI | 448
H5600A/350E-P | RELF.VLV,1/2"x3/4",EYE,@350,CAT.IV,MOD.B&D,EF104 | 448
H5600A/400-P | NH3 PRESSURE-RELIEF VLV,EYE,1/2"X3/4",SET@400 PSI | 448
H5600A/400E-P | NH3 PRES-RLF 1/2"X3/4",EYE,CATIV.MODB&D,EF104,@400 | 448
H5600A/H-P | NH3 PRESS-RLF VLV,EYE,1/2" X 3/4",MED | 448
H5600A/HE-P | PRESS-RLF VLV,EYE,1/2" X 3/4",CATIV,MODB&D,EF104 | 448
H5600A/L-P | NH3 PRESSURE-RELF VLV,EYE,1/2" X 3/4",LOW | 448
H5600A/LE-P | PRESS-RELF VLV,EYE,1/2" X 3/4",CATIV,MODB&D,EF104 | 448
H5600A/Y-P | NH3 PRESSURE-RELIEF VLV,EYE,1/2"X3/4",HIGH | 448
H5600A/YE-P | PRESS-RELIEF VLV,EYE,1/2"X3/4",CATIV,MODB&D,EF104 | 448
H5600AD/150-P | DUAL PRESS-RELF VLV KIT 1/2"X3/4",NH3,EYE,SET@150 | 1412
H5600AD/150E-P | DUAL RELF VLV,1/2"X3/4",EYE,CATIV,MODB&D,EF104 | 1412
H5600AD/200-P | DUAL PRESS-RELF VLV KIT,EYE,1/2"X3/4",NH3,SET@200 | 1412
H5600AD/200E-P | DUAL RELF,1/2"X3/4",EYE,@200,CAT.IV,MOD.B&D,EF104 | 1412
H5600AD/225-P | DUAL PRESS-RELF VLV KIT,EYE,1/2"X3/4",NH3,SET@225 | 1412
H5600AD/225E-P | DUAL RLF,1/2"X3/4",EYE,@225,CAT.IV,MOD.B&D,EF104 | 1412
H5600AD/250-P | DUAL PRESS-RELF VLV KIT,EYE,1/2"X3/4",NH3,SET@250 | 1412
H5600AD/250E-P | DUAL RLF,1/2"X3/4",EYE,@250,CAT.IV,MOD.B&D,EF104 | 1412
H5600AD/275-P | DUAL PRESS-RELF VLV KIT,EYE,1/2"X3/4",NH3,SET@275 | 1412
H5600AD/275E-P | DUAL RLF,1/2"X3/4",EYE,@275,CAT.IV,MOD.B&D,EF104 | 1412
H5600AD/300-P | DUAL PRESS-RELF VLV KIT,EYE,1/2"X3/4",NH3,SET@300 | 1412
H5600AD/300E-P | DUAL RELF,1/2"X3/4",EYE,@300,CAT.IV,MOD.B&D,EF104 | 1412
H5600AD/350-P | DUAL PRESS-RELF VLV KIT,EYE,1/2"X3/4",NH3,SET@350 | 1412
H5600AD/350E-P | DUAL RELF,1/2"x3/4",EYE,@350,CAT.IV,MOD.B&D,EF104 | 1412
H5600AD/400-P | DUAL PRESS-RELF VLV KIT,EYE,1/2"X3/4",NH3,SET@400 | 1412
H5600AD/400E-P | DUAL RELF,1/2"X3/4",EYE,@400,CAT.IV,MOD.B&D,EF104 | 1412
H5600AD/H-P | DUAL PRESS-RELF VLV KIT,EYE,1/2"X3/4",NH3,SET,HIGH | 1412
H5600AD/HE-P | DUAL RLF VLV,EYE,1/2" X 3/4",CATIV,MODB&D,EF104, H | 1412
H5600AD/L-P | DUAL PRESS-RELF VLV KIT 1/2"X3/4",NH3,EYE,LOW | 1412
H5600AD/LE-P | DUAL RELF VLV,1/2"X3/4",EYE,CATIV,MODB&D,EF104,LOW | 1412
H5600AD/Y-P | DUAL PRESS-RELF VLV KIT,EYE,1/2"X3/4",NH3,SET,Y | 1412
H5600AD/YE-P | DUAL RELF VLV,1/2"X3/4",EYE,CATIV,MODB&D,EF104,Y | 1412
H5600R/150-P | NH3 PRESS RLF VLV,RED,EYE,1/2"X3/4",SET@150PSI | 448
H5600R/150E-P | NH3 PRES RLF 1/2"X3/4",@150,EYE,CATIV,MODB&D,EF104 | 448
H5600R/200-P | NH3 PRES RELIEF VLV,RED,EYE,1/2"X3/4",SET@200 PSI | 448
H5600R/200E-P | PRES.RLF.1/2"X3/4"RED@200,EYE,CAT IV,MOD.B&D,EF104 | 448
H5600R/225-P | NH3 PRESS RELF VLV,RED,EYE,1/2"X3/4",SET@225 PSI | 448
H5600R/225E-P | RELIEF.VLV,1/2"X3/4",EYE,@225,CAT.IV,MOD.B&D,EF104 | 1412
H5600R/250-P | NH3 PRESS RELIEF VLV,RED,EYE,1/2"X3/4",SET@250PSI | 448
H5600R/250E-P | RELIEF.VLV,1/2"X3/4",EYE,@250 CAT.IV,MOD.B&D,EF104 | 448
H5600R/275-P | NH3 PRESS RELIEF VLV,RED,EYE,1/2"X3/4",SET@275PSI | 1412
H5600R/275E-P | RELIEF.VLV,1/2"X3/4",EYE,@275 CAT.IV,MOD.B&D,EF104 | 1412
H5600R/300-P | NH3 PRES RLF VLV,RED,EYE,1/2"X3/4",SET@300 PSI | 448
H5600R/300E-P | RLF.VLV,1/2x3/4",RED,EYE,@300,CAT.IV,MOD.B&D,EF104 | 448
H5600R/350-P | NH3 PRES RELF VLV,RED,EYE,1/2"X3/4",SET@350 PSI | 448
H5600R/350E-P | RLF VLV,1/2"X3/4"RED,EYE,@350,CAT,IV.MODB&D,EF104 | 448
H5600R/400-P | NH3 PRESSURE RELIEF VLV,EYE,1/2" X 3/4",REDUCED | 448
H5600R/400E-P | PRESS RLF VLV,RED,EYE,1/2"X3/4",CATIV,MODB&D,EF104 | 448
H5600R/H-P | NH3 PRESSURE RELIEF VLV,1/2" X 3/4",EYE,REDUCED | 448
H5600R/HE-P | RLF VLV,1/2"X 3/4",RED,EYE,CE CAT.IV,MOD B+D,EF104 | 448
H5600R/L-P | NH3 PRESSURE RELIEF VLV 1/2" X 3/4",EYE,REDUCED | 448
H5600R/LE-P | PRES.RELF.VLV,1/2"X3/4",EYE,CE CATIV,MOD B+D,EF104 | 448
H5600R/Y-P | PRESS RELIEF VLV,1/2" X 3/4",EYE,REDUCED | 448
H5600R/YE-P | RLF VLV,1/2" X 3/4",RED,EYE,CE-CATIV,MODB&D,EF104 | 448
H5600RD/150-P | DUAL PRESS RLF VLV KIT,1/2"X3/4",EYE,REDUCD,@150# | 1412
H5600RD/150E-P | DUAL RLF VLV,1/2"X3/4",EYE,RED,CATIV,MODB&D,EF104 | 1412
H5600RD/200-P | DUAL PRESS RLF VLV KIT,1/2"X3/4",EYE,REDU,SET@200 | 1412
H5600RD/200E-P | DUAL PRESS 1/2"X3/4",EYE,@200,CATIV,MOD B&D,EF104 | 1412
H5600RD/225-P | DUAL PRESS RLF VLV KIT,1/2"X3/4",EYE,REDU,SET@225 | 1412
H5600RD/225E-P | DUAL PRES.RLF 1/2"X3/4",EYE@225,CATIV,MODB&D,EF104 | 1412
H5600RD/250-P | DUAL PRESS RELF VLV KIT,1/2"X3/4",EYE,RED,SET@250 | 1412
H5600RD/250E-P | DUAL PRES.RLF 1/2"X3/4",EYE@250,CATIV,MODB&D,EF104 | 1412
H5600RD/275-P | DUAL PRESS RLF VLV KIT,1/2"X3/4",EYE,REDU,SET@275 | 1412
H5600RD/275E-P | DUAL PRES.RLF 1/2"X3/4",EYE@275,CATIV,MODB&D,EF104 | 1412
H5600RD/300-P | DUAL PRESS RELIEF VLV 1/2"X 3/4",EYE,RED,SET@300# | 1412
H5600RD/300E-P | DUAL RLF VLV 1/2"X 3/4",EYE,RED,CATIV,MODB&D,EF104 | 1412
H5600RD/350-P | DUAL PRESS RLF VLV KIT,1/2"X 3/4",EYE,RED,SET@350# | 1412
H5600RD/350E-P | DUAL RLF VLV,1/2"X 3/4",EYE,RED,CATIV,MODB&D,EF104 | 1412
H5600RD/400-P | DUAL PRESS.RELF VLV.KIT,1/2"X3/4",EYE,RED,@400PSIG | 1412
H5600RD/400E-P | DUAL RLF VLV,1/2"X3/4",EYE,RED,CATIV,MODB&D,EF104 | 1412
H5600RD/H-P | DUAL PRESS RELIEF VLV KIT,1/2" x 3/4",EYE,REDUCED | 1412
H5600RD/HE-P | DUAL RLF.VLV,1/2"X3/4"RED,EYE,CAT.IV,MOD.B&D,EF104 | 1412
H5600RD/L-P | DUAL PRESS RLF VLV KIT,1/2"X3/4",EYE,REDUCED | 1412
H5600RD/LE-P | DUAL PRES RELF 1/2"X3/4",EYE,CAT.IV.MOD.B&D,EF104 | 1412
H5600RD/Y-P | DUAL RELF.VLV,1/2"X3/4",EYE,REDUCED | 1412
H5600RD/YE-P | DUAL RLF.VLV.1/2"X3/4"RED,EYE,CAT IV,MOD B&D,EF104 | 1412
H5601/150-P | NH3 PRESSURE-RELIEF VLV,EYE,1/2"X 1",SET@150 PSI | 451
H5601/150E-P | PRESSURE-RELF VLV,EYE,1/2"X 1",CATIV,MODB&D,EF104 | 451
H5601/200-P | NH3 PRESSURE-RELIEF VLV,EYE,1/2"X1",SET@200 PSI | 451
H5601/200E-P | PRES RLF VLV,EYE,1/2"X1",@200,CATIV,MODB&D,EF104 | 451
H5601/225-P | PRESS RELIEF VLV 1/2"X1",EYE,SET@225 PSI | 451
H5601/225E-P | RELF VLV,EYE,1/2"X1",SET@225,CAT.IV,MOD.B&D,EF104 | 451
H5601/250-P | NH3 PRESSURE-RELIEF VLV,EYE,1/2"X1",SET@250 PSI | 451
H5601/250E-P | RELF VLV,EYE,1/2"X1",SET@250,CAT.IV,MOD.B&D,EF104 | 451
H5601/275-P | NH3 PRESSURE-RELIEF VLV,EYE,1/2"X1",SET@275 PSI | 451
H5601/275E-P | RELF VLV,EYE,1/2"X1",SET@275,CAT.IV,MOD.B&D,EF104 | 451
H5601/300-P | NH3 PRESSURE-RELIEF VLV,EYE,1/2"X1",SET@300 PSI | 451
H5601/300E-P | PRESS RLF VLV,1/2"X1",EYE,@300,CATIV,MOD.B&D,EF104 | 451
H5601/350-P | NH3 PRESSURE-RELIEF VLV,EYE,1/2" X 1",SET@350 PSI | 451
H5601/350E-P | PRES.RLF,1/2"X1",EYE,@350,CATIV,MOD.B&D,EF104 | 451
H5601/H-P | NH3 PRESSURE-RELIEF VLV,EYE,1/2"X1",MED-HIGH | 451
H5601/HE-P | PRESS-RELIEF VLV,EYE,1/2"X1",CATIV,MODB&D,EF104 | 451
H5601/L-P | NH3 PRESSURE-RELIEF VLV,EYE,1/2"X 1",LOW | 451
H5601/LE-P | PRESS-RELIEF VLV,EYE,1/2"X 1",CATIV,MODB&D,EF104 | 451
H5601D/150-P | DUAL PRESS-RLF VLV KIT 1/2"X1",EYE,SET@150PSI | 1418
H5601D/150E-P | DUAL PRESS-RLF VLV,1/2"X1",EYE,CATIV,MODB&D,EF104 | 1418
H5601D/200-P | DUAL PRESS-RELIEF VLV KIT 1/2" X 1",EYE,SET@200PSI | 1418
H5601D/200E-P | DUAL PRES-RLF VLV 1/2" X 1",EYE,CATIV,MODB&D,EF104 | 1418
H5601D/225-P | DUAL PRESS-RELIEF VLV KIT 1/2" X 1",EYE,SET@225PSI | 1418
H5601D/225E-P | DUAL RELF.1/2"X1",SET@225,EYE,CAT.IV,MOD B&D,EF104 | 1418
H5601D/250-P | DUAL PRESS-RELIEF VLV KIT 1/2" X 1",EYE,SET@250PSI | 1418
H5601D/250E-P | DUAL RELF.1/2"X1",SET@250,EYE,CAT.IV,MOD B&D,EF104 | 1418
H5601D/275-P | DUAL PRESS-RELIEF VLV KIT 1/2" X 1",EYE,SET@275PSI | 1418
H5601D/275E-P | DUAL RELF.1/2"X1",SET@225,EYE,CAT.IV,MOD B&D,EF104 | 1418
H5601D/300-P | DUAL PRESS-RELIEF VLV KIT,1/2" X 1",EYE,SET@300PSI | 1418
H5601D/300E-P | DUAL RELIEF,1/2"X1",EYE,@300,CATIV,MOD B&D,EF104 | 1418
H5601D/350-P | DUAL PRESS-RELIEF VLV KIT 1/2" X 1",EYE,SET@350PSI | 1418
H5601D/350E-P | DUAL PRES-RLF VLV 1/2" X 1",EYE,CATIV,MODB&D,EF104 | 1418
H5601D/H-P | DUAL PRESS-RELIEF VLV KIT 1/2" X 1",EYE,SET,HIGH | 1418
H5601D/HE-P | DUAL PRES-RLF VLV 1/2" X 1",EYE,CATIV,MODB&D,EF104 | 1418
H5601D/L-P | DUAL PRESS-RLF VLV KIT 1/2"X1",EYE,SET,LOW | 1418
H5601D/LE-P | DUAL PRESS-RLF VLV,1/2"X1",EYE,CATIV,MODB&D,EF104, | 1418
H5602/150-P | NH3 PRESSURE-RELIEF VLV,EYE,3/4"X1",SET@150 PSI | 540
H5602/150E-P | NH3 RLF.VLV,EYE,3/4"X1",@150,CAT.IV,MOD.B&D,EF104 | 540
H5602/200-P | NH3 PRESSURE-RELIEF VLV,EYE,3/4"X1",SET@200 PSI | 540
H5602/200E-P | NH3 RLF.VLV,3/4"X1",EYE,@200,CAT.IV,MOD.B&D,EF104 | 540
H5602/225-P | NH3 PRESSURE RELF VLV,EYE,3/4" X 1",SET@225 PSI | 540
H5602/225E-P | NH3 RLF.VLV,3/4"X1",EYE,@225,CAT.IV,MODB&D,EF104 | 540
H5602/250-P | NH3 PRESSURE-RELIEF VLV,EYE,3/4"X1",SET@250 PSI | 540
H5602/250E-P | NH3 RLF.VLV,3/4"X1",EYE,@250,CAT.IV,MODB&D,EF104 | 540
H5602/275-P | NH3 PRESSURE RELF VLV,EYE,3/4"X1",SET@275 PSI | 540
H5602/275E-P | NH3 RLF.VLV,3/4"X1",EYE,@250,CAT.IV,MODB&D,EF104 | 540
H5602/300-P | NH3 PRESSURE-RELIEF VLV,EYE,3/4"X1",SET@300 PSI | 540
H5602/300E-P | NH3 RLF.VLV,3/4"X1",EYE,@300,CAT.IV,MOD.B&D,EF104 | 540
H5602/350-P | NH3 PRESSURE-RELIEF VLV,EYE,3/4"X1",SET@350 PSI | 540
H5602/350E-P | PRESS.RLF,3/4"X1",EYE,@350,CAT.IV,MOD.B&D,EF104 | 540
H5602/H-P | NH3 PRESSURE-RELIEF VLV,EYE,3/4"X1",MED-HIGH | 540
H5602/HE-P | RELIEF VLV,3/4"X1",EYE,CAT.IV,MODB&D,EF104,MEDHIGH | 540
H5602/L-P | NH3 PRESSURE-RELIEF VLV,EYE,3/4"X1",LOW | 540
H5602/LE-P | PRESS-RELIEF VLV,EYE,3/4"X1",CATIV,MODB&D,EF104 | 540
H5602D/150-P | DUAL PRESS-RELIEF VLV KIT 3/4"X1",EYE,SET@150PSI | 1621
H5602D/150E-P | DUAL PRESS-RELF VLV 3/4"X1",EYE,CATIV,MODB&D,EF104 | 1621
H5602D/200-P | DUAL PRESS-RELIEF VLV KIT 3/4" X 1",EYE,SET@200PSI | 1621
H5602D/200E-P | DUAL RELF VLV,3/4"X1"EYE,CAT.IV,MOD.B&D,EF104,200# | 1621
H5602D/225-P | DUAL PRESS RELF VLV 3/4"X1",EYE,SET@225PSI | 1621
H5602D/225E-P | DUAL RELIEF VALVE 3/4"X1",EYE,CATIV,MOD B&D,EF104 | 1621
H5602D/250-P | DUAL PRESS-RELIEF VLV KIT 3/4" X 1",EYE,SET@250PSI | 1621
H5602D/250E-P | DUAL RELIEF VALVE 3/4"X1",EYE,CATIV,MOD B&D,EF104 | 1621
H5602D/275-P | DUAL PRESS-RELIEF VLV KIT 3/4" X 1",EYE,SET@275PSI | 1621
H5602D/275E-P | DUAL RELIEF VALVE 3/4"X1",EYE,CATIV,MOD B&D,EF104 | 1621
H5602D/300-P | DUAL PRESS-RELIEF VLV KIT 3/4" X 1",EYE,SET@300PSI | 1621
H5602D/300E-P | DUAL RLF.VLV.3/4"X1",@300,EYE,CAT.IV,MOD.B&D,EF104 | 1621
H5602D/350-P | DUAL PRESS-RELIEF VLV KIT 3/4" X 1",EYE,SET@300PSI | 1621
H5602D/350E-P | DUAL RELF,3/4"x1",@350#,EYE,CAT.IV,MOD.B&D,EF104 | 1621
H5602D/H-P | DUAL PRESS-RELIEF VLV KIT 3/4" X 1",EYE,SET,HIGH | 1621
H5602D/HE-P | DUAL RELF,3/4"x1",EYE,CAT.IV,MOD.B&D,EF104,HIGH | 1621
H5602D/L-P | DUAL PRESS-RELIEF VLV KIT 3/4"X1",EYE,SET,LOW | 1621
H5602D/LE-P | DUAL PRESS-RELF VLV 3/4"X1",EYE,CATIV,MODB&D,EF104 | 1621
H5602R/150-P | NH3 PRESS-RELF VLV,RED.CAP,EYE,3/4"x1",SET@150PSI | 540
H5602R/150E-P | PRESS-RLF VLV,3/4"x1",RED,EYE,CATIV,MODB&D,EF104 | 540
H5602R/200-P | NH3 PRESS RLF VLV,RED.CAP,EYE,3/4" X 1",SET@200PSI | 540
H5602R/200E-P | RLF VLV,RED,EYE,3/4" X 1",@200,CATIV,MODB&D,EF104 | 540
H5602R/225-P | NH3 PRESS-RLF VLV,3/4" X 1",RED.CAP,EYE,SET@225PSI | 540
H5602R/225E-P | PRESS.REL.3/4"X1"RED,EYE,@225,CAT.IV,MOD.B&D,EF104 | 540
H5602R/250-P | NH3 PRESS-RLF VLV,RED.CAP,EYE,3/4" X 1",SET@250PSI | 540
H5602R/250E-P | PRESS.REL.3/4"X1"RED,EYE,@250,CAT.IV,MOD.B&D,EF104 | 540
H5602R/275-P | NH3 PRESS-RLF VLV,3/4" X 1",RED.CAP,EYE,SET@250PSI | 540
H5602R/275E-P | PRESS.REL.3/4"X1"RED,EYE,@275,CAT.IV,MOD.B&D,EF104 | 540
H5602R/300-P | NH3 PRESS-RLF VLV,RED,EYE,3/4" X 1",SET@300 PSI | 540
H5602R/300E-P | PRESS.RLF.VLV,3/4"X1"@300,EYE,CAT.IV.MOD,B&D,EF104 | 540
H5602R/350-P | NH3 PRESS.RLF VLV,RED,EYE,3/4" X 1",SET@350PSI | 540
H5602R/350E-P | PRESS.REL.3/4"X1"RED,EYE,@350,CAT.IV,MOD.B&D,EF104 | 540
H5602R/400-P | NH3 PRESS.-RLF VLV(R) 3/4"X 1",EYE,SET@400# | 540
H5602R/400E-P | PRESS.-RLF VLV(R),3/4"X 1",EYE,CATIV,MODB&D,EF104 | 540
H5602R/H-P | NH3 PRESSURE RELIEF VLV,3/4" X 1",EYE,REDUCED | 540
H5602R/HE-P | PRESS.RELF.VLV,3/4"X1"RED,EYE,CAT.IV,MOD.B&D,EF104 | 540
H5602R/L-P | NH3 PRESSURE RELIEF VLV,3/4" X 1",EYE,REDUCED | 540
H5602R/LE-P | PRES RLF VLV,3/4"X1",RED,EYE,CE-CATIV,MODB&D,EF104 | 540
H5602R/Y-P | PRESS RELIEF VLV,3/4" X 1",REDUCED,EYE | 540
H5602R/YE-P | RLF VLV,3/4"X1",RED,EYE,CE-CATIV,MODB&D,EF104 | 540
H5602RD/150-P | DUAL PRES RELIEF VLV,3/4"X1",EYE,RED,SET@150PSIG | 1621
H5602RD/150E-P | DUAL RELIEF VLV,3/4"X1",EYE,RED,CATIV,MODB&D,EF104 | 1621
H5602RD/200-P | DUAL PRES.RELF.VLV.KIT 3/4"X1",EYE,RED,SET@200# | 1621
H5602RD/200E-P | DUAL RLF.VLV,3/4"X1",EYE,RED,CATIV,MODB&D,EF104 | 1621
H5602RD/225-P | DUAL PRES RLF VLV KIT,3/4"X1",EYE,RED,SET@225PSIG | 1621
H5602RD/225E-P | DUAL RLF VLV,3/4"X1",EYE@225RED,CATIV,MODB&D,EF104 | 1621
H5602RD/250-P | DUAL PRES RLF VLV KIT,3/4"X1",EYE,RED,SET@250PSIG | 1621
H5602RD/250E-P | DUAL RLF VLV,3/4"X1",EYE@250RED,CATIV,MODB&D,EF104 | 1621
H5602RD/275-P | DUAL PRES RLF VLV KIT,3/4"X1",EYE,RED,SET@275PSIG | 1621
H5602RD/275E-P | DUAL RLF VLV,3/4"X1",EYE@225RED,CATIV,MODB&D,EF104 | 1621
H5602RD/300-P | DUAL PRESS-RLF VLV (R)3/4"X 1",EYE,SET@300# | 1621
H5602RD/300E-P | DUAL PRES-RLF VLV(R)3/4"X1",EYE,CATIV,MODB&D,EF104 | 1621
H5602RD/350-P | NH3 DUAL PRES RLF VLV(R),EYE,3/4"X1",SET@350PSI | 1621
H5602RD/350E-P | DUAL PRES RLF VLV(R)EYE,3/4"X1",CATIV,MODB&D,EF104 | 1621
H5602RD/400-P | DUAL PRESS RELIEF,3/4" X 1" REDUCD,EYE,SET@400# | 1621
H5602RD/400E-P | DUAL PRES RLF,3/4" X 1" RED,EYE,CATIV,MODB&B,EF104 | 1621
H5602RD/H-P | DUAL PRESSURE RELF VLV KIT 3/4"X 1",EYE,REDUCED | 1621
H5602RD/HE-P | DUAL PRES RLF VLV,3/4"X1",EYE,CAT.IV,MOD B&D,EF104 | 1621
H5602RD/L-P | DUAL PRESSURE RELIEF VLV KIT 3/4"X 1",EYE,REDUCED | 1621
H5602RD/LE-P | DUAL RLF VLV 3/4"X 1",EYE,RED.,CATIV,MODB&D,EF104 | 1621
H5602RD/Y-P | DUAL PRESS RLF VLV,3/4"X1",EYE,REDUCED | 1621
H5602RD/YE-P | DUAL PRES RLF VLV,3/4"X1",EYE,CAT.IV,MOD B&D,EF104 | 1621
H5604/150-P | NH3 PRES RELIEF VLV,EYE,1-1/4"X1-1/2",SET@150 PSI | 1223
H5604/150E-P | PRES RLF 1-1/4"X1-1/2",EYE,@150,CATIV,MODB&D,EF104 | 1223
H5604/200-P | NH3 PRES-RELF VLV,EYE,1-1/4"X1-1/2",SET@200 PSI | 1223
H5604/200E-P | PRES RLF 1-1/4"X1-1/2",EYE,@200,CATIV,MODB&D,EF104 | 1223
H5604/225-P | NH3 PRES-RELF VLV,EYE,1-1/4"X1-1/2",SET@225 PSI | 1223
H5604/225E-P | PRES RLF 1-1/4"X1-1/2",EYE,@225,CATIV,MODB&D,EF104 | 1223
H5604/250-P | NH3 PRES-RELF VLV,EYE,1-1/4"X1-1/2",SET@250 PSI | 1223
H5604/250E-P | PRES RLF 1-1/4"X1-1/2",EYE,@250,CATIV,MODB&D,EF104 | 1223
H5604/275-P | NH3 PRES-RELF VLV,EYE,1-1/4"X1-1/2",SET@275 PSI | 1223
H5604/275E-P | PRES RLF 1-1/4"X1-1/2",EYE,@275,CATIV,MODB&D,EF104 | 1223
H5604/300-P | NH3 PRES-RELF VLV,EYE,1-1/4" X 1-1/2",SET@300 PSI | 1223
H5604/300E-P | RLF VLV 1-1/4"X 1-1/2",EYE,@300,CATIV,MODB&D,EF104 | 1223
H5604/350-P | NH3 PRES-RLF VLV,EYE,1-1/4"X1-1/2",SET@350 PSI | 1223
H5604/350E-P | PRES RLF 1-1/4"X1-1/2",EYE,@350,CATIV,MODB&D,EF104 | 1223
H5604/400-P | NH3 PRES-RLF VLV 1-1/4"X1-1/2",EYE,SET@400 PSI | 1223
H5604/400E-P | PRES RLF 1-1/4"X1-1/2",EYE,@400,CATIV,MODB&D,EF104 | 1223
H5604/H-P | NH3 PRES-RLF VLV,EYE,1-1/4"X1-1/2",HIGH | 1223
H5604/HE-P | PRES RLF 1-1/4"X1-1/2",EYE,CATIV,MODB&D,EF104,HIGH | 1223
H5604/L-P | NH3 PRESSURE RELIEF VLV,EYE,1-1/4"X1-1/2",LOW | 1223
H5604/LE-P | PRESS RLF 1-1/4"X1-1/2",EYE,CATIV,MODB&D,EF104,LOW | 1223
H5604/M-P | NH3 PRES-RELF VLV,EYE,1-1/4"X1-1/2",MEDIUM | 1223
H5604/ME-P | PRESS RLF 1-1/4"X1-1/2",EYE,CATIV,MODB&D,EF104,MED | 1223
H5604D/150-P | DUAL PRESS-RELF VLV KIT,1-1/4"X1-1/2",EYE,SET@150 | 3456
H5604D/150E-P | DUAL RLF VLV 1-1/4"X1-1/2",EYE,CATIV,MOD.B&D,EF104 | 3456
H5604D/200-P | DUAL PRESS-RELIEF VLV KIT 1-1/4X1-1/2",EYE,SET@200 | 3456
H5604D/200E-P | DUAL RLF VLV 1-1/4"X1-1/2",EYE,CATIV,MOD.B&D,EF104 | 3456
H5604D/225-P | DUAL PRESS-RLF VLV KIT,1-1/4"X1-1/2",EYE,SET@225 | 3456
H5604D/225E-P | DUAL RLF VLV 1-1/4"X1-1/2",EYE,CATIV,MOD.B&D,EF104 | 3456
H5604D/250-P | DUAL PRESS-RELF VLV KIT,1-1/4X1-1/2",EYE,SET@250 | 3456
H5604D/250E-P | DUAL RLF VLV 1-1/4"X1-1/2",EYE,CATIV,MOD.B&D,EF104 | 3456
H5604D/275-P | DUAL PRESS-RLF VLV KIT,1-1/4"X1-1/2",EYE,SET@275 | 3456
H5604D/275E-P | DUAL RLF VLV 1-1/4"X1-1/2",EYE,CATIV,MOD.B&D,EF104 | 3456
H5604D/300-P | DUAL PRESS-RELIEF VLV KIT 1-1/4X1-1/2",EYE,SET@300 | 3456
H5604D/300E-P | DUAL RLF VLV 1-1/4"X1-1/2",EYE,CATIV,MOD.B&D,EF104 | 3456
H5604D/350-P | DUAL PRESS-RELIEF VLV KIT 1-1/4X1-1/2",EYE,SET@350 | 3456
H5604D/350E-P | DUAL RLF VLV 1-1/4"X1-1/2",EYE,CATIV,MOD.B&D,EF104 | 3456
H5604D/400-P | DUAL PRESS RELF VLV KIT,1-1/4" X 1-1/2",EYE,@400 | 3456
H5604D/400E-P | DUAL RLF VLV 1-1/4"X1-1/2",EYE,CATIV,MOD.B&D,EF104 | 3456
H5604D/H-P | DUAL PRESS-RELIEF VLV KIT 1-1/4X1-1/2",EYE,HIGH | 3456
H5604D/HE-P | DUAL PRESS-RLF 1-1/4X1-1/2",EYE,CATIV,MODB&D,EF104 | 3456
H5604D/L-P | DUAL PRESS-RELF VLV KIT,1-1/4"X1-1/2",EYE,LOW | 3456
H5604D/LE-P | DUAL PRES-RLF,1-1/4"X1-1/2",EYE,CATIV,MODB&D,EF104 | 3456
H5604D/M-P | DUAL PRESS-RELF VLV KIT,1-1/4"X1-1/2",EYE,MEDIUM | 3456
H5604D/ME-P | DUAL PRESS-RLF,1-1/4X1-1/2",EYE,CATIV,MODB&D,EF104 | 3456
H5613/150-P | NH3 PRESSURE-RELIEF VLV,EYE,1"X1-1/4",SET@150 PSI | 766
H5613/150E-P | PRESS-RELIEF VLV,1"X1-1/4",EYE,CATIV,MODB&D,EF104 | 766
H5613/200-P | NH3 PRES-RELIEF VLV,EYE,1"X1-1/4",SET@200PSI | 766
H5613/200E-P | PRES. RLF,1"X1-1/4",EYE,@200,CAT,IV,MOD,B&D,EF104 | 766
H5613/225-P | NH3 PRES-RELIEF VLV,EYE,1"X1-1/4",SET@225PSI | 766
H5613/225E-P | PRS.RLF.VLV,1x1-1/4",EYE,@225,CAT.IV.MOD.B&D,EF104 | 766
H5613/250-P | NH3 PRES-RELIEF VLV,EYE,1"X1-1/4",SET@250PSI | 766
H5613/250E-P | PRS.RLF.VLV,1x1-1/4",EYE,@250,CAT.IV.MOD.B&D,EF104 | 766
H5613/275-P | NH3 PRES-RELIEF VLV,EYE,1"X1-1/4",SET@275PSI | 766
H5613/275E-P | PRS.RLF.VLV,1x1-1/4",EYE,@275,CAT.IV.MOD.B&D,EF104 | 766
H5613/300-P | NH3 PRESS-RELIEF VLV,EYE,1"X1-1/4"SET@300 PSI | 766
H5613/300E-P | PRES.RLF,1X1-1/4",EYE,@300,CAT.IV,MOD.B&D,EF104 | 766
H5613/350-P | NH3 PRESS-RLF VLV,EYE,1"X1-1/4",SET@350 PSI | 766
H5613/350E-P | PRES.RLF,1"X1-1/4",EYE,@350,CATIV.MOD.B&D,EF104 | 766
H5613/400-P | NH3 PRESS-RELIEF VLV,1"X1-1/4",EYE,SET@400PSIG | 766
H5613/400E-P | PRESS-RELIEF VLV,1"X1-1/4",EYE,CATIV,MODB&B,EF104 | 766
H5613/H-P | NH3 PRESS-RLF VLV,EYE,1"X1-1/4",HIGH | 766
H5613/HE-P | PRESS.RELF VLV,1"X1-1/4",EYE,CATIV.MOD.B&D,EF104 | 766
H5613/L-P | NH3 PRESSURE-RELIEF VLV,EYE,1"X1-1/4",LOW | 766
H5613/LE-P | PRESS-RELIEF VLV,1"X1-1/4",EYE,CATIV,MODB&D,EF104 | 766
H5613/M-P | NH3 PRES-RELIEF VLV,EYE,1"X1-1/4",MEDIUM | 766
H5613/ME-P | PRES.RLF.VLV,1x1-1/4",EYE,CAT.IV.MOD.B&D,EF104,MED | 766
H5613D/150-P | DUAL PRES-RLF VALVE KIT 1"X1-1/4",EYE,SET@150 PSI | 2311
H5613D/150E-P | DUAL.RLF.VLV,1X1-1/4",EYE,@150,CATIV,MOD.B&D,EF104 | 2311
H5613D/200-P | DUAL PRESS-RLF VALVE KIT 1"X1-1/4",EYE,SET@200 PSI | 2311
H5613D/200E-P | DUAL.RLF.VLV,1X1-1/4",EYE,@200,CATIV.MOD.B&D,EF104 | 2311
H5613D/225-P | DUAL PRESS-RLF VALVE KIT 1"X1-1/4",EYE,SET@225 PSI | 2311
H5613D/225E-P | DUAL.RLF.VLV,1X1-1/4",EYE,@225,CATIV.MOD.B&D,EF104 | 2311
H5613D/250-P | DUAL PRESS-RLF VALVE KIT 1"X1-1/4",EYE,SET@250 PSI | 2311
H5613D/250E-P | DUAL.RLF.VLV,1X1-1/4",EYE,@250,CATIV.MOD.B&D,EF104 | 2311
H5613D/275-P | DUAL PRESS-RLF VALVE KIT 1"X1-1/4",EYE,SET@275 PSI | 2311
H5613D/275E-P | DUAL.RLF.VLV,1X1-1/4",EYE,@275,CATIV.MOD.B&D,EF104 | 2311
H5613D/300-P | DUAL PRESS-RLF VALVE KIT 1"X1-1/4",EYE,SET@300 PSI | 2311
H5613D/300E-P | DUAL.RLF.VLV.1X1-1/4",EYE,@300,CATIV.MOD.B&D,EF104 | 2311
H5613D/350-P | DUAL PRESS-RLF VALVE KIT 1"X1-1/4",EYE,SET@350 PSI | 2311
H5613D/350E-P | DUAL.RLF.VLV,1X1-1/4",EYE,@350,CATIV.MOD.B&D,EF104 | 2311
H5613D/400-P | DUAL RELF.VLV,NH3,1"X1-1/4",EYE,SET@400 PSIG | 2311
H5613D/400E-P | DUAL.RLF.VLV,1X1-1/4",EYE,@400,CATIV.MOD.B&D,EF104 | 2311
H5613D/H-P | DUAL RELF.VLV,NH3,1"X1-1/4",EYE,SET,HIGH | 2311
H5613D/HE-P | DUAL.RLF.VLV,1X1-1/4",EYE,CATIV.MOD.B&D,EF104,HIGH | 2311
H5613D/L-P | DUAL PRES-RLF VALVE KIT 1"X1-1/4",EYE,SET,LOW | 2311
H5613D/LE-P | DUAL.RLF.VLV,1X1-1/4",EYE,CATIV,MOD.B&D,EF104,LOW | 2311
H5613D/M-P | DUAL PRESS-RLF VALVE KIT 1"X1-1/4",EYE,MEDIUM | 2311
H5613D/ME-P | DUAL PRES-RLF VLV,1"X1-1/4",EYE,CATIV,MODB&D,EF104 | 2311
H5632R/150-P | NH3 RELIEF VLV,MID-FLO,EYE,3/4"X1",SET@150PSI | 540
H5632R/150E-P | RELIEF VLV,MID-FLO,EYE,3/4"X1",CATIV,MODB&D,EF104 | 540
H5632R/200-P | NH3 RELIEF VALVE,RED,EYE,3/4"X1",SET@200PSI | 540
H5632R/200E-P | PRES.RLF,RED,3/4"x1",EYE,@200,CAT.IV,MOD.B&D,EF104 | 540
H5632R/225-P | NH3 RELIEF VLV,MID-FLO,EYE,3/4" X 1",SET@225PSI | 540
H5632R/225E-P | RELF VLV,MFLO,3/4"X1",EYE,@225,CATIV,MOD B+D,EF104 | 540
H5632R/250-P | NH3 RELIEF VLV,MID-FLO,EYE,3/4" X 1",SET@250PSI | 540
H5632R/250E-P | RELF VLV,MFLO,3/4"X1",EYE,@250,CATIV,MOD B+D,EF104 | 540
H5632R/275-P | NH3 RELIEF VLV,MID-FLO,EYE,3/4" X 1",SET@275PSI | 540
H5632R/275E-P | RELF VLV,MFLO,3/4"X1",EYE,@275,CATIV,MOD B+D,EF104 | 540
H5632R/300-P | NH3 PRESS.RELF.VLV,RED,EYE,3/4" X 1",SET@300PSI | 540
H5632R/300E-P | RV,MID FLO,3/4"X1",EYE,300PSI,CATIV,MOD B+D,EF104 | 540
H5632R/350-P | NH3 RELIEF VLV,MID-FLO,EYE,3/4"X1",SET@350PSI | 540
H5632R/350E-P | RLF VLV,MFLO,3/4"X1",EYE,@350,CAT IV,MOD B+D,EF104 | 540
H5632R/400-P | RLF VLV,MID-FLO,EYE,3/4"X1",SET@400PSI | 540
H5632R/400E-P | RLF VLV,MFLO,3/4"X1",EYE,@400,CATIV,MODB+D,EF104 | 540
H5632R/H-P | RELIEF VLV,MID FLO,3/4"X1",EYE,HIGH | 540
H5632R/HE-P | RV,MID FLO,3/4"X1",HIGH,EYE,CAT IV,MOD B+D,EF104 | 540
H5632R/L-P | RELIEF VLV,MID-FLO,3/4" X 1",LOW,EYE | 540
H5632R/LE-P | RV,MID FLO,3/4"X1",LOW,EYE,CAT IV,MOD B+D,EF104 | 540
H5632R/Y-P | RELIEF VALVE,MID-FLO,3/4"X1",REDUCED,EYE | 540
H5632R/YE-P | RV,MID-FLO,3/4"X1",RED,EYE,CATIV,MODB+D,EF104 | 540
H5632RD/150-P | DUAL RELF.VLV,3/4"X1",EYE,REDUCED,SET@150# | 1621
H5632RD/150E-P | DUAL RLF VLV,3/4"x1"RED,EYE,CATIV,MOD.B&D,EF104 | 1621
H5632RD/200-P | DUAL RELF VLV.3/4"X1",EYE,REDUCED,SET@200# | 1621
H5632RD/200E-P | DUAL RL VLV.3/4x1"RED,EYE,CATIV,MOD.B&D,EF104,200# | 1621
H5632RD/225-P | DUAL RELF VLV.3/4"X1",EYE,REDUCED,SET@225# | 1621
H5632RD/225E-P | DUAL RL VLV.3/4x1"RED.225#,EYE,CATIV,MOD.B&D,EF104 | 1621
H5632RD/250-P | DUAL RELF VLV.3/4"X1",EYE,REDUCED,SET@250# | 1621
H5632RD/250E-P | DUAL RL VLV.3/4x1"RED.250#,EYE,CATIV,MOD.B&D,EF104 | 1621
H5632RD/275-P | DUAL RELF VLV.3/4"X1",EYE,REDUCED,SET@275# | 1621
H5632RD/275E-P | DUAL RL VLV.3/4x1"RED.275#,EYE,CATIV,MOD.B&D,EF104 | 1621
H5632RD/300-P | DUAL RELF.VLV.3/4"X1" REDUCED,SET@300PSI | 1621
H5632RD/300E-P | DUAL RLF VLV 3/4"X1",EYE,@300,CAT.IV,MOD.B&D,EF104 | 1621
H5632RD/350-P | DUAL RELF VLV,3/4"X1"REDUCED,SET@350# | 1621
H5632RD/350E-P | DUAL RL VLV 3/4"X1",EYE,@350,CAT.IV,MOD.B&D,EF104 | 1621
H5632RD/400-P | DUAL RELF VLV,MID-FLO,3/4" X 1",EYE,SET@400PSI | 1621
H5632RD/400E-P | DUAL RLF VLV 3/4"X1",EYE,@400,CAT.IV,MOD.B&D,EF104 | 1621
H5632RD/H-P | DUAL RELIEF VLV,3/4" X 1",REDUCED CAP,EYE | 1621
H5632RD/HE-P | DUAL RELF.VLV,3/4"X1"RED,EYE,CAT.IV.MOD.B&D,EF104 | 1621
H5632RD/L-P | DUAL RELIEF VLV,RED CAP,3/4" X 1",EYE | 1621
H5632RD/LE-P | DUAL RELF.VLV 3/4"x1",RED,EYE,CAT.IV,MOD.B&D,EF104 | 1621
H5632RD/Y-P | DUAL RELIEF VALVE,3/4" x 1",RED CAP,EYE | 1621
H5632RD/YE-P | DUAL RLF VLV 3/4" x 1" RED,EYE,CATIV MOD B&D EF104 | 1621
H5633R/150-P | NH3 RELIEF VLV,M-FLO,EYE,1"X 1-1/4",SET@150PSI | 766
H5633R/150E-P | RELIEF VLV,M-FLO,EYE,1"X 1-1/4",CATIV,MODB&D,EF104 | 766
H5633R/200-P | NH3 RELIEF VLV,M-FLO,EYE,1" X 1-1/4",SET@200PSI | 766
H5633R/200E-P | RELIEF VLV,MFLO,EYE,1" X 1-1/4",CATIV,MODB&D,EF104 | 766
H5633R/225-P | NH3 RELIEF VLV,RED,EYE,1"X1-1/4",SET@225PSI | 766
H5633R/225E-P | RLF VLV,MFLOW 1X1-1/4",EYE,@225,CATIV,MODB&D,EF104 | 766
H5633R/250-P | NH3 RELIEF VLV,RED,EYE,1"X1-1/4",SET@250PSI | 766
H5633R/250E-P | RLF VLV,MFLOW 1X1-1/4",EYE,@250,CATIV,MODB&D,EF104 | 766
H5633R/275-P | NH3 RELIEF VLV,RED,EYE,1"X1-1/4",SET@275PSI | 766
H5633R/275E-P | RLF VLV,MFLOW 1X1-1/4",EYE,@275,CATIV,MODB&D,EF104 | 766
H5633R/300-P | NH3 RELIEF VLV,RED,PE,1" X 1-1/4",SET@300PSI | 766
H5633R/300E-P | RLF VLV,1"X1-1/4",RED,EYE,@300,CATIV,MODB&D,EF104 | 766
H5633R/350-P | NH3 RELIEF VLV,MID-FLO,PE,1"X1-1/4",SET@350PSI | 766
H5633R/350E-P | RV,MIDFLOW 1"X1-1/4",EYE,@350,CATIV,MOD B&D,EF104 | 766
H5633R/400-P | RELIEF VLV,MID FLO,1"X1-1/4",EYE,SET@400PSI | 766
H5633R/400E-P | RELIEF VLV,MIDFLO,1"X1-1/4",EYE,CATIV,MODB&D,EF104 | 766
H5633R/H-P | RLF VLV,MID FLO,1 X 1-1/4" REDUCED,EYE,HIGH | 766
H5633R/HE-P | PRES.RLF,MID-FLO 1"X1-1/4",EYE,CATIV,MODB&D,EF104 | 766
H5633R/L-P | RELIEF VLV,MID FLOW,1" X 1-1/4",EYE,LOW | 766
H5633R/LE-P | RV,MID FLOW,1"X1-1/4",EYE,LOW,CAT IV,MOD B&D,EF104 | 766
H5633R/M-P | RELIEF VLV,MID-FLO,1"X 1-1/4",EYE,MED | 766
H5633R/ME-P | RV,MID FLOW,1"X1-1/4",MED,EYE,CAT IV,MOD B+D,EF104 | 766
H5633RD/150-P | DUAL PRES.RELF.VLV.KIT,1x1-1/4",EYE,SET@150# | 2311
H5633RD/150E-P | DUAL PRES.RELF.VLV,1x1-1/4",EYE,CATIV,MODB&D,EF104 | 2311
H5633RD/200-P | DUAL PRESS RLF VLV KIT REDUC 1"X1-1/4",EYE,SET@200 | 2311
H5633RD/200E-P | DUAL RLF VLV,1"X1-1/4",RED,EYE,CATIV,MODB&D,EF104 | 2311
H5633RD/225-P | DUAL PRES.RLF.VLV.KIT,RED.1"X1-1/4",EYE,SET@225# | 2311
H5633RD/225E-P | DUAL RLF.VLV,RED,1"X1-1/4",EYE,CATIV,MODB&D,EF104 | 2311
H5633RD/250-P | DUAL PRES.RLF.VLV.KIT,RED.1"X1-1/4",EYE,SET@250# | 2311
H5633RD/250E-P | DUAL RLF.VLV,RED,1"X1-1/4",EYE,CATIV,MODB&D,EF104 | 2311
H5633RD/275-P | DUAL PRES.RLF.VLV.KIT,RED.1"X1-1/4",EYE,SET@275# | 2311
H5633RD/275E-P | DUAL RLF.VLV,RED,1"X1-1/4",EYE,CATIV,MODB&D,EF104 | 2311
H5633RD/300-P | DUAL PRES RELF VLV KIT,REDU,1"X1-1/4",EYE,SET@300 | 2311
H5633RD/300E-P | DUAL RV,RED,1"x1-1/4",EYE,@300#,CATIV,MODB&D,EF104 | 2311
H5633RD/350-P | DUAL PRESS RELF VLV KIT REDU,EYE,1"X1-1/4",SET@350 | 2311
H5633RD/350E-P | DUAL RLF VLV,1"X1-1/4",REDU,EYE,CATIV,MODB&D,EF104 | 2311
H5633RD/400-P | DUAL PRESS RELF VLV KIT REDU,EYE,1"X1-1/4",SET@400 | 2311
H5633RD/400E-P | DUAL RLF VLV,1"X1-1/4",REDU,EYE,CATIV,MODB&D,EF104 | 2311
H5633RD/H-P | DUAL RELIEF VLV,1" X 1-1/4",RED CAP,EYE | 2311
H5633RD/HE-P | DUAL RLF.VLV,1"X1-1-1/4"RED,EYE,CATIV,MODB&D EF104 | 2311
H5633RD/L-P | DUAL RLF VLV,1" X 1-1/4",RED CAP,EYE | 2311
H5633RD/LE-P | DUAL RLF.VLV,1"X1-1/4"RED,EYE,CAT.IV,MOD.B&D,EF104 | 2311
H5633RD/M-P | DUAL RELIEF VLV,1" X 1-1/4",RED CAP,EYE | 2311
H5633RD/ME-P | DUAL RLF.VLV.1"X1-1/4"RED,EYE,CAT.IV,MOD.B&D,EF104 | 2311
H5634R/150-P | NH3 RELIEF VLV,M-FLO,EYE,1-1/4"X1-1/2",SET@150PSI | 1223
H5634R/150E-P | RELF VLV,MFLO,EYE,1-1/4X1-1/2",CATIV,MODB&D,EF104 | 1223
H5634R/200-P | NH3 RELIEF VLV,M-FLO,EYE,1-1/4"X1-1/2",SET@200PSI | 1223
H5634R/200E-P | RV,MIDFLO,1-1/4"X1-1/2",@200,CAT.IV,MOD B+D,EF104 | 1223
H5634R/225-P | NH3 RELIEF VLV,M-FLO,EYE,1-1/4"X1-1/2",SET@225 PSI | 1223
H5634R/225E-P | RLF VLV,MFLOW 1X1-1/4",EYE,@225,CATIV,MODB&D,EF104 | 1223
H5634R/250-P | NH3 RELIEF VLV,M-FLO,EYE,1-1/4"X1-1/2",SET@250 PSI | 1223
H5634R/250E-P | RLF VLV,MFLOW 1X1-1/4",EYE,@250,CATIV,MODB&D,EF104 | 1223
H5634R/275-P | NH3 RELIEF VLV,M-FLO,EYE,1-1/4"X1-1/2",SET@275 PSI | 1223
H5634R/275E-P | RLF VLV,MFLOW 1X1-1/4",EYE,@275,CATIV,MODB&D,EF104 | 1223
H5634R/300-P | NH3 RELIEF VLV,MFLOW,EYE,1-1/4"X1-1/2",SET@300 PSI | 1223
H5634R/300E-P | RV,MIDFLO,1-14"X1-1/2",EYE,300,CATIV,MOD B+D,EF104 | 1223
H5634R/350-P | NH3 RELIEF VLV,M-FLOW,EYE,1-1/4"X1-1/2",SET@350PSI | 1223
H5634R/350E-P | RV,MIDFLO,1-1/4"X1-1/2",EYE,350,CATIV,MODB&D,EF104 | 1223
H5634R/400-P | RLF VLV, MID-FLOW,1-1/4"X1-1/2",EYE,SET@400PSI | 1223
H5634R/400E-P | RLF VLV,MFLOW,1-1/4"X1-1/2",EYE,CATIV,MODB&B,EF104 | 1223
H5634R/H-P | RLF VLV,M-FLO,1-1/4"X1-1/2",EYE,HIGH | 1223
H5634R/HE-P | RV,M-FLO,1-1/4"X1-1/2"RED,EYE,CAT.IV,MOD.B&D,EF104 | 1223
H5634R/L-P | RLF VLV,M-FLO,1-1/4" x 1-1/2",EYE,REDUCED | 1223
H5634R/LE-P | RV,M-FLO,1-1/4"X1-1/2",RED,EYE,CATIV,MOD B&D,EF104 | 1223
H5634R/M-P | RLF VLV,M-FLO,1-1/4"X1-1/2",MED | 1223
H5634R/ME-P | RV,M-FLO,1-1/4"X1-1/2",EYE,CE.CAT.IV,MOD.B&D,EF104 | 1223
H5634RD/150-P | DUAL RELF.VLV,1-1/4"X1-1/2"REDUCED,EYE,SET@150PSIG | 3456
H5634RD/150E-P | DUAL RELF,1-1/4"X1-1/2"RED,EYE,CATIV,MODB&D,EF104 | 3456
H5634RD/200-P | DUAL RELF.VLV,1-1/4"X1-1/2"REDUCED,EYE,SET@200PSIG | 3456
H5634RD/200E-P | DUAL RLF.1-1/4"x1-1/2"RED,EYE,CATIV.MD.B&D,EF104 | 3456
H5634RD/225-P | DUAL RELIEF VALVE,1-1/4"X1-1/2"RED,EYE,SET@225PSIG | 3456
H5634RD/225E-P | DUAL RELF VLV,1-1/4"X1-1/2",EYE,CATIV,MODB&D,EF104 | 3456
H5634RD/250-P | DUAL RELIEF VALVE,1-1/4"X1-1/2"RED,EYE,SET@250PSIG | 3456
H5634RD/250E-P | DUAL RELF VLV,1-1/4"X1-1/2",EYE,CATIV,MODB&D,EF104 | 3456
H5634RD/275-P | DUAL RELIEF VALVE,1-1/4"X1-1/2"RED,EYE,SET@275PSIG | 3456
H5634RD/275E-P | DUAL RELF VLV,1-1/4"X1-1/2",EYE,CATIV,MODB&D,EF104 | 3456
H5634RD/300-P | DUAL RELIEF VLV,MID FLOW,1-1/4"X1-1/2",EYE,300PSIG | 3456
H5634RD/300E-P | DUAL RLF,MFLOW,1-1/4"X1-1/2",EYE,CATIV,MODBD,EF104 | 3456
H5634RD/350-P | DUAL PRESS RLF VLV,1-1/4"x 1-1/2",RED,EYE,SET@350 | 3456
H5634RD/350E-P | DUAL RLF VLV,1-1/4"x1-1/2",EYE,CATIV,MODBD,EF104 | 3456
H5634RD/400-P | DUAL PRESS RLF VLV,1-1/4"x 1-1/2",RED,EYE,SET@400 | 3456
H5634RD/400E-P | DUAL RLF VLV,1-1/4"x1-1/2",EYE,CATIV,MODB&D,EF104 | 3456
H5634RD/H-P | DUAL PRESS RELIEF VLV,1-1/4"X1-1/2",EYE,RED CAP | 3456
H5634RD/HE-P | DUAL RLF VLV,1-1/4"X1-1/2",EYE,CATIV,MOD B&D,EF104 | 3456
H5634RD/L-P | DUAL RLF VLV,1-1/4" X 1-1/2",RED CAP,EYE | 3456
H5634RD/LE-P | DUAL RLF 1-1/4"X1-1/2" RED,EYE,CAT.IV,MODB+D,EF104 | 3456
H5634RD/M-P | DUAL RELIEF VLV,1-1/4"X1-1/2",EYE,REDUCED CAP | 3456
H5634RD/ME-P | DUAL RLF VLV,1-1/4"X1-1/2",EYE,CATIV,MODB&D,EF104 | 3456
H7771 | 1/4" GAUGE VLV ANGLE,MPT X FPT SS STEM, SC | 92
H7771H | 1/4"GAUGE VLV ANGLE,MPT X FPT SS STEM,W/BAR HANDLE | 104
H7771HW | 1/4" GAUGE VLV ANGLE,BW X FPT,SS STEM,BAR HANDLE | 104
H7771W | 1/4" GAUGE VLV ANGLE,BW X FPT SS STEM, SC | 104
H7772 | 1/4"GAUGE VLV,ANGLE FPT X FPT,SS STEM,SC | 98
H7772H | 1/4"GAUGE VLV,ANGLE FPT X FPT SS STEM,W/BAR HANDLE | 105
H7773 | 3/8"GAUGE VLV,ANGLE MPT X FPT SS STEM,W/SEALCAP | 133
H7773H | 3/8"GAUGE VLV,ANGLE MPT X FPT S.S.STEM,W/BAR HANDL | 137
H7774 | 3/8"GAUGE VLV,ANGLE FPT X FPT,SS STEM,SC | 134
H7774H | 3/8"GAUGE VLV,ANGLE FPT X FPT S.S.STEM,W/BAR HANDL | 137
H7777 | 1/2" MPT X 3/8"FPT,GAUGE VLV.ANGLE SS STEM,W/SC | 139
H7778 | 1/2"MPT X1/4"FPT GAUGE VLV, ANGLE,SS STEM,W/SEAL C | 139
H8021 | 1/2"(13MM) 3-WAY DUAL SHUT-OFF VLV, 1/2" FPT CONN. | 304
H8021S | 1/2"(13MM)3-WAY DUAL SHUT-OFF VLV,1/2" SW CONN | 366
H8021SZ | 1/2"(13mm)3-WAY DUAL SHUT-OFF,1/2"CONN PLATED | 390
H8021W | 1/2"(13MM)3-WAY DUAL SHUT-OFF VLV,1/2" BW CONN | 366
H8021Z | 1/2"(13MM)3-WAY DUAL SHUT-OFF 1/2"FPT CONN,PLATED | 330
H8022 | 3/4"(20MM)3-WAY DUAL SHUT-OFF VLV,3/4" FPT CONN | 319
H8022S | 3/4"(20MM)3-WAY DUAL SHUT-OFF VLV,3/4" SW CONN | 381
H8022W | 3/4"(20MM)3-WAY DUAL SHUT-OFF VLV,3/4" BW CONN | 381
H8022Z | 3/4" THREE-WAY VLV,3/4"FPT,PLT | 343
H8024 | 1"(25MM) 3-WAY DUAL SHUTOFF VLV 1"FPT CONN | 505
H8024S | 1"(25MM)3-WAY DUAL SHUT-OFF VLV,1" SW CONN | 604
H8024W | 1"(25MM)3-WAY DUAL SHUT-OFF VLV,1" BW CONN | 604
H8024Z | 1"(25MM)3-WAY DUAL 1"FPT CONN,PLATED | 537
H8025 | 1-1/4"(32mm) 3-WAY SHUT-OFF VALVE,CAT I,MODA,EF106 | 703
H8025S | 1-1/4"(32MM)3-WAY DUAL SHUT-OFF VLV,1-1/4"SW CONN | 845
H8025W | 1-1/4"(32MM)3-WAY DUAL SHUT-OFF VLV,1-1/4"BW CONN | 845
H8025Z | 1-1/4"(32MM)3WAY SOV,1-1/4"FPT,PLT,CATI,MODA,EF106 | 737
H9490 | 1/4" TRANSDUCER VLV, ANGLE, MPT X FPT SS STEM,W/SC | 172
H957 | 1/4" GAUGE VLV,GLOBE FPT X FPT STAINLESS BARE STEM | 105
H957C | 1/4"GAUGE VLV GLOBE FPT X FPT,SS STEM,SC | 110
H957H | 1/4"GAUGE VLV,GLOBE FPT X FPT SS STEM,W/BAR HANDLE | 112
H958C | 3/8"GAUGE VLV,GLB,FPT X FPT SS STEM,W/SEALCAP | 132
H958H | 3/8"GAUGE VLV,GLB FPT X FPT S.S.STEM,W/BAR HANDLE | 139
H965 | 1/4" GAUGE VLV ANGLE MPT X FPT STAINLESS BARE STEM | 87
H967 | 1/4" GAUGE VLV ANGLE FPT X FPT STAINLESS BARE STEM | 91
HA2A-11 | SMALL BACK PRESSURE REG. HIGH CAPACITY, RANGE A | 457
HA2A-13 | SMALL BACK PRESSURE REG. HIGH CAPACITY, RANGE B | 457
HA2A-16 | SMALL BACK PRESSURE REG. HIGH CAPACITY, RANGE D | 457
HA2A-17 | SMALL BACK PRESSURE REG. HIGH CAPACITY, RG.C | 668
HA2AK-11 | SMALL BACK PRESSURE REG,HIGH CAP,RG.A. | 543
HA2AK-13 | SMALL BACK PRESSURE REG,HIGH CAP,RG.B | 543
HA2AZ-11 | SMALL BACK PRESS HIGH CAP., RG.A PLATED | 489
HA2AZ-13 | 5/32" SMALL PRESS REGULATOR RANGE B, ZINC PLATED | 489
HA2B-11 | 5/32" SMALL BACK PRESSURE REG.RGE A | 348
HA2B-13 | 5/32" SMALL BACK PRESSURE REG. RGE B. | 348
HA2B-15 | 5/32" SMALL BACK PRESSURE REG. RGE V. | 572
HA2B-16 | 5/32" SMALL BACK PRESSURE REG.,RG.D | 348
HA2B-17 | SMALL BACK PRESSURE REG. RANGE C | 559
HA2BK-11 | 5/32" SMALL RESEATING RELIEF REGULATOR, RANGE A: | 434
HA2BK-11SPEC | 5/32"SMALL RESEAT RELIEF REG.RG.A;SPEC SET PT | 434
HA2BK-13 | 5/32" SMALL RESEATING RELIEF REGULATOR, RANGE B | 434
HA2BK-13SPEC | 5/32"SMALL RESEAT RELIEF REG RG B;SPEC SET PT | 434
HA2BK-15 | 5/32" SMALL RESEATING RELIEF REGULATOR RANGE V | 658
HA2BK-16 | 5/32" SMALL RESEATING RELIEF REGULATOR,RG.D | 434
HA2BK-16SPEC | 5/32" SMALL RESEAT RELIEF REG.RG. D;SPEC SET PT | 434
HA2BK-17 | 5/32"SMALL RESEATING RELIEF REGULATOR, RG.C | 645
HA2BK-17SPEC | 5/32"SMALL RESEAT RELIEF REG.RG.C; SPEC SET PT | 645
HA2BKZ-11 | 5/32"SMALL RESEATING RELIEF REG. RANGE A,PLATED | 465
HA2BKZ-13 | 5/32"SMALL RESEATING RELIEF REG.,RG.B | 465
HA2BKZ-13SPEC | 5/32" SMALL RESEAT RELIEF REG RG.B SPEC SET ZINC | 465
HA2BL-11 | 5/32" SMALL DIFFERENTIAL PRES. REGULATOR RANGE A | 614
HA2BL-13 | 5/32" SMALL DIFFERENTIAL PRES. REGULATOR RANGE B | 614
HA2BLZ-11 | 5/32" SMALL DIFNTL PRESS REG RG.A,PLT | 645
HA2BM-11 | 5/32" ELECT MOTOR COMP. SMALL REGULATOR, RANGE A | 1605
HA2BO-11 | 5/32" SMALL OUTLET PRESSURE REGULATOR RANGE V | 748
HA2BO-13 | 5/32" SMALL OUTLET PRESSURE REGULATOR, RANGE B | 748
HA2BOE-11 | 5/32"SMALL OUTLET PRESS.REG W/EXT. EQUALIZR,RG V | 748
HA2BOE-13 | 5/32" SMALL OUTLET PRES REG. W/EXT EQUALIZER,RG B | 748
HA2BOP-11 | 5/32" SMALL PNEUM OUTLET PRESS REGULATOR, RANGE V | 880
HA2BOZ-11 | REGLTR,SML OUTLT R/V,PLT | 779
HA2BP-11 | 5/32" SMALL PNEUMATIC PRESSURE REGULATOR, RANGE A | 480
HA2BPZ-11 | 5/32" SMALL PNEUMATIC PRESS REG RG.A,PLT | 511
HA2BQ-11 | 5/32" ELECT PRESS PILOT REG RG Q1:0 TO 87 PSIG | 480
HA2BZ-11 | PILOT,BCK PRS.REG R/A,PLT | 379
HA4A-4/31 | 1-1/4"(32MM)PRESSURE REGULATOR (4 BOLT) RANGE A | 989
HA4A-4/33 | 1-1/4"(32MM)PRESSURE REGULATOR (4-BOLT) RANGE B | 989
HA4A-4/35 | 1-1/4"(32MM)PRESSURE REGULATOR (4 BOLT) RANGE V | 1213
HA4A/01 | 3/4" (20MM) PRESSURE REGULATOR RANGE A | 542
HA4A/03 | 3/4" (20MM) PRESSURE REGULATOR RANGE B | 542
HA4A/05 | 3/4" (20MM) PRESSURE REGULATOR RANGE V | 766
HA4A/06 | 3/4"(20MM)PRESSURE REGULATOR , RANGE D | 542
HA4A/21 | 1" (25MM) PRESSURE REGULATOR RANGE A | 677
HA4A/23 | 1" (25MM) PRESSURE REGULATOR RANGE B | 677
HA4A/25 | 1" (25MM) PRESSURE REGULATOR RANGE V | 901
HA4A/26 | 1"(25MM) PRESSURE REGULATOR, RANGE D | 677
HA4A/31 | 1-1/4"(32MM) PRESSURE REGULATOR, RANGE A | 899
HA4A/31E | 1-1/4"(32MM)PRESS.REG.RG.A CE-CAT.I,MOD.A,EF 100 | 899
HA4A/33 | 1-1/4" (32MM) PRESSURE REGULATOR, RANGE B | 899
HA4A/33E | 1-1/4"(32MM)PRESS REG.RG.B CE-CAT.I,MOD.A,EF100 | 899
HA4A/35 | 1-1/4" (32MM) PRESSURE REGULATOR RANGE V | 1123
HA4A/41 | 1-1/2" (40MM) PRESSURE REGULATOR RANGE A | 1288
HA4A/41E | 1-1/2"(40MM)PRESS.REG.RG.A. CE-CAT.II,MOD.H,EF 101 | 1288
HA4A/43 | 1-1/2"(40MM) PRESSURE REGULATOR RANGE B | 1288
HA4A/43E | 1-1/2"(40MM)PRESS.REG.RG.B CE-CAT.II,MOD.H, EF 101 | 1288
HA4A/45 | 1-1/2" (40MM) PRESSURE REGULATOR, RANGE V | 1512
HA4A/46 | 1-1/2" (40MM) PRESSURE REGULATOR, RANGE D | 1288
HA4A/51 | 2" (50MM) PRESSURE REGULATOR RANGE A | 1496
HA4A/51E | 2"(50MM)PRESSURE REG.,RG.A CE-CAT.II,MOD H,EF 101 | 1496
HA4A/53 | 2" (50MM) PRESSURE REGULATOR RANGE B | 1496
HA4A/53E | 2"(50MM)PRESSURE REG.RG.B CE-CAT.II,MOD.H,EF 101 | 1496
HA4A/55 | 2" (50MM) PRESSURE REGULATOR RANGE V | 1720
HA4A/55E | 2"(50MM)PRESSURE REG RG.V(P),CATII,MODH,EF101 | 1720
HA4A/56 | 2" (50MM) PRESSURE REGULATOR RANGE D | 1496
HA4A/61 | 2-1/2"(65MM)PRESSURE REGULATOR RANGE A | 1916
HA4A/61E | 2-1/2"(65MM)PRESS.REG.,RG.A CE.CAT.II,MOD.H,EF101 | 1916
HA4A/63 | 2-1/2" (65MM) PRESSURE REGULATOR RANGE B | 1916
HA4A/63E | 2-1/2"(65MM)PRESS REG.RG.B CE-CAT.II,MOD.H,EF 101 | 1916
HA4A/65 | 2-1/2" (65MM) PRESSURE REGULATOR RANGE V | 2140
HA4A/66 | 2-1/2"(65MM)PRESSURE REGULATOR RANGE D | 1916
HA4A/71 | 3"(80MM) PRESSURE REGULATOR RANGE A | 2711
HA4A/71E | 3"(80MM)PRESSURE REG.RG.A CE-CAT.II,MOD.H,EF101 | 2711
HA4A/73 | 3"(80MM) PRESSURE REGULATOR RANGE B | 2711
HA4A/73E | 3"(80MM)PRESS.REG.RG.B CE-CAT.II,MOD.H,EF 101 | 2711
HA4A/75 | 3" (80MM) PRESSURE REGULATOR RANGE V | 2935
HA4A/76 | 3" (80MM) PRESSURE REGULATOR RANGE D | 2711
HA4A/81 | 4"(100MM) PRESSURE REGULATOR RANGE A | 4034
HA4A/81E | 4"(100MM)PRESSURE REG,RG.A(P),CATII,MODH,EF101 | 4034
HA4A/83 | 4" (100MM) PRESSURE REGULATOR RANGE B | 4034
HA4A/85 | 4" (100MM) PRESSURE REGULATOR RANGE V | 4258
HA4A/86 | 4" (100MM) PRESSURE REGULATOR RANGE D | 4034
HA4A/A1 | 3/4"(20MM) PRES REG 25% REDUCED PORT RG.A | 542
HA4A/A3 | 3/4(20MM) PRESSURE REGULATOR 25% RED.PORT.,RANGE B | 542
HA4A/B1 | 3/4"(20MM)PRES REG 50% RED PORT RG A | 542
HA4A/B3 | 3/4"(20MM)PRES.REG.50%RED. RG B:30 TO 300 PSIG | 542
HA4A/B5 | 3/4"(20MM)PRES REG 50% REDUCED PORT RANGE V | 766
HA4A/B6 | 3/4"(20MM)PRESS REGULATOR 50% REDUCED PORT RANGE D | 542
HA4AB-4/31 | 1-1/4" PRESS REG WIDE OPEN FEAT,RG A (4-BOLT) | 1373
HA4AB-4/35 | 1-1/4"(32MM)REG.W/WIDE OPEN FEAT.RG.V(4-BOLT) | 1597
HA4AB/01 | 3/4"(20MM)REG WITH WIDE OPEN FEATURE, RANGE A | 926
HA4AB/03 | 3/4"(20MM)REG. WITH WIDE OPEN FEATURE, RANGE B | 926
HA4AB/05 | 3/4"(20MM)BACK PRESS REG W/WIDE OPEN FEATURE,RG.V | 1150
HA4AB/06 | 3/4"(20MM)REG WITH WIDE OPEN FEATURE, RANGE D | 926
HA4AB/21 | 1"(25MM)REGULATOR WITH WIDE OPEN FEATURE, RANGE A | 1061
HA4AB/23 | 1"(25MM)REGULATOR WITH WIDE OPEN FEATURE, RANGE B | 1061
HA4AB/25 | 1"(25MM)REGULATOR W/WIDE OPENING FEATURE,RANGE V | 1285
HA4AB/26 | 1"(25MM)REGULATOR WITH WIDE OPEN FEATURE, RANGE D | 1061
HA4AB/31 | 1-1/4"(32MM)REG W/ WIDE OPEN FEATURE,RG A | 1283
HA4AB/31E | 1-1/4"(32MM)REG.W/WD OPEN,RG.A CE-CAT.I,MOD.A,EF10 | 1283
HA4AB/33 | 1-1/4"(32MM)REG W/WIDE OPEN FEATURE, RANGE B | 1283
HA4AB/33E | 1-1/4"(32MM)REG.W/WD OPEN,RG.B,CAT.I,MOD.A,EF100 | 1283
HA4AB/35 | 1-1/4"(32MM)REG W/ WIDE OPENING FEATURE, RANGE V | 1506
HA4AB/36 | 1 1/4" (32MM) PRESS REG WIDE OPEN RANGE D | 1283
HA4AB/36E | 1-1/4"(32MM)REG. WIDE OPEN RG.D,CE-CATI,MODA,EF100 | 1283
HA4AB/41 | 1-1/2"(40MM)REG W/ WIDE OPEN FEATURE,RG. A | 1672
HA4AB/41E | 1-1/2"(40MM)REG.WIDEOPEN,RG.A CE-CAT.II,MOD.H,EF10 | 1672
HA4AB/43 | 1-1/2"(40MM)REG W/ WIDE OPEN FEAT,RANGE B | 1672
HA4AB/43E | 1-1/2"(40MM)REG,W/OPEN RG.B(P),CATII,MODH,EF101 | 1672
HA4AB/45 | 1-1/2"(40MM)REG W\ WIDE OPEN FEATURE, RANGE V | 1896
HA4AB/51 | 2"(50MM)PRESS REGULATOR,WIDE OPEN,RG A | 1880
HA4AB/51E | 2"(50MM)REG.W/WIDE-OPEN,RG.A CE-CAT.II,MOD.H,EF101 | 1880
HA4AB/53 | 2"(50MM)REGULATOR WITH WIDE OPEN FEATURE, RANGE B | 1880
HA4AB/55 | 2"(50MM)REGULATOR W/WIDE OPEN FEATURE,RANGE V | 2104
HA4AB/61 | 2-1/2"(65MM)REG W/ WIDE OPEN FEATURE,RG. A | 2300
HA4AB/61E | 2-1/2"(65MM)REG.WIDEOPEN,RG.A,CAT.II,MOD.H,EF101 | 2300
HA4AB/63 | 2-1/2"(65MM)REG.W/ WIDE OPEN FEATURE,RANGE B | 2300
HA4AB/63E | 2-1/2(65MM)REG.W/W OPEN,RG.B CE-CAT.II,MOD.H,EF101 | 2300
HA4AB/65 | 2-1/2"(65MM)REG.W/ WIDE OPEN FEATURE,RANGE V | 2524
HA4AB/66 | 2-1/2"(65MM)REG W/WIDE OPEN FEATURE RG. D | 2300
HA4AB/71 | 3"(80MM)REGULATOR WITH WIDE OPEN FEATURE, RANGE A | 3095
HA4AB/71E | 3"(80MM)REG.W/WIDE-OPEN,RG.A CE-CAT.II,MOD.H,EF101 | 3095
HA4AB/73 | 3"(80MM)REGULATOR WITH WIDE OPEN FEATURE, RANGE B | 3095
HA4AB/75 | 3"(80MM)REGULATOR WITH WIDE OPEN FEATURE,RANGE V | 3319
HA4AB/76 | 3"(80mm)REG. W/WIDE OPEN FEATURE,RG D | 3095
HA4AB/81 | 4"(100MM)REGULATOR WITH WIDE OPEN FEATURE, RANGE A | 4418
HA4AB/81E | 4"(100MM)REG.WIDE OPEN,RG.A CE-CAT.II,MOD H,EF 101 | 4418
HA4AB/83 | 4"(100MM)REGULATOR WITH WIDE OPEN FEATURE, RANGE B | 4418
HA4AB/85 | 4"(100MM)REGULATOR WITH WIDE OPEN FEATURE, RANGE V | 4642
HA4AB/86 | 4"(100MM)REGULATOR W/ WIDE OPEN FEATURES, RANGE D | 4418
HA4AB/86E | 4"(100MM)OUT REG,W/OPEN RG.D(P),CATII,MODH,EF101 | 4418
HA4AB/A1 | 3/4"(20MM)REG W/WIDE OPEN FEAT,RG.A,25% RED.PORT | 926
HA4AB/B1 | 3/4"(20MM)REG.W/WIDE OPEN FEATR,50% RED.PORT,RG.A | 926
HA4AB/B3 | 3/4"(20MM)REG.W/WIDE OPEN 50% RED.PORT,RG.B | 926
HA4ABE/61 | 2 1/2" (65MM) PRESS REG ELEC W/O WITH EXT PILOT R | 2410
HA4ABE/71 | 3"(80MM)PRESS REG RG.A,ELEC WO,EXT PILOT CONNCTR | 3205
HA4ABK/01 | 3/4"(20MM)RESEATING RLF REG W/WIDE OPEN FEAT.RG A | 1012
HA4ABK/03 | 3/4"RESEATING RELIEF REG W/ WIDE OPEN FEAT,RG.B | 1012
HA4ABK/21 | 1"(25MM)RESEATING RLF REG. W/WIDE OPEN FEAT. RG A | 1147
HA4ABK/23 | 1"RESEATING RELF.VLV.W/WIDE OPEN FEATURE,RG.B | 1147
HA4ABK/31 | 1-1/4"(32MM)RESEATING RLF REG,WIDE OPEN FEAT,RG.A | 1369
HA4ABK/33 | 1-1/4"(32MM)RESEATING RLF REG W/WIDEOPEN FEAT,RG B | 1369
HA4ABK/33E | 1-1/4"(32MM)RST RLF REG,RG B CE-CAT.I,MOD.A,EF 100 | 1369
HA4ABK/41 | 1-1/2"(40MM)RES.RELIEF REG,RG.A,WIDE OPEN FEATURE | 1758
HA4ABK/43 | 1-1/2"(40MM)PRES.RELIEF REG,RG.B,WIDE OPEN FEATURE | 1758
HA4ABK/51 | 2"(50MM)RES. RELIEF REG,RG.A,WIDE OPEN FEATURE | 1966
HA4ABK/61 | 2-1/2"(65mm) RES RELIEF REG,RG.A,WIDE OPEN FEATURE | 2386
HA4ABK/A1 | 3/4"(20MM)RESEAT RLF REG. W/WIDE OPEN,25%RED.RG.A | 1012
HA4ABK/B1 | 3/4"(20MM)RESEAT RLF REG. W/WIDE OPEN,50% RED.RG.A | 1012
HA4ABKZ/01 | 3/4"(20MM)RESEATING W/WIDE OPEN FEAT,RG.A. PLATED | 1118
HA4ABKZ/21 | 1"(25mm)RESEATING RLF,W/WIDE OPEN FEAT,RG.A,PLTD. | 1253
HA4ABL/01 | 3/4"(20MM)DIFFERENTIAL PRES. REGULATOR,W/WIDE OPEN | 1192
HA4ABL/21 | 1"(25MM)DIFF PRESS REG,RG.A,W/WIDE OPEN | 1327
HA4ABL/31 | 1-1/4"(32MM)DIFF PRES. REG,W/WIDE OPEN, RANGE A | 1549
HA4ABL/31E | 1-1/4"(32MM)DIFF WIDE OPEN RG.A CE-CATI,MODA,EF100 | 1549
HA4ABL/41 | 1-1/2"(40MM)DIFF PRES. REG,W/WIDE OPEN, RANGE A | 1938
HA4ABL/41E | 1-1/2"(40MM)DIFF.W/WIDE OPEN,RG.A,CATII,MODH,EF101 | 1938
HA4ABL/51 | 2"(50MM)DIFF PRESS REG,W/WIDE OPEN,RG A | 2146
HA4ABL/51E | 2"(50MM)DIFF PRESS REG,WO,RG A,CATII,MOD H,EF101 | 2146
HA4ABL/53 | 2"(50MM)DIFF PRESS REG W/WIDE OPEN RG B | 2146
HA4ABL/61 | 2-1/2"(65MM)DIFF PRES. REG,W/WIDE OPEN,RANGE A | 2566
HA4ABL/61E | 2-1/2"(65MM)DIFF.PRESS.REG RG.A,CATII,MODH,EF101 | 2566
HA4ABL/63 | 2-1/2"(65MM) DIFF PRESS REG WITH WIDE OPEN RANGE B | 2566
HA4ABL/71 | 3"(80MM)DIFF PRESS REG,W/WIDE OPEN,RG A | 3361
HA4ABL/73 | 3"(80MM)DIFF PRESS REG.,W/WIDE OPEN RG. B | 3361
HA4ABL/81 | 4"(100MM)DIFF PRESS REG,W/WIDE OPEN,RANGE A | 4684
HA4ABL/A1 | 3/4"(20MM)DIF.PRES.REG.W/ WD OPEN FEAT,25% RED.PT | 1192
HA4ABL/B1 | 3/4"(20MM)DIFF.PRES.REG.W/ WIDE OPEN FEAT,50%RED | 1192
HA4ABLNO/41 | 1-1/2(40MM)DIFF PRESS NORMALLY OPEN WIDE OPEN RG.A | 2159
HA4ABLNO/81 | 4" (100MM) DIFF PRESS NORMALLY OPEN WIDE OPEN RG.A | 4905
HA4ABLS/21 | 1"(25MM)DIFF PRESS REG.RG.A,WIDE OPEN, ELEC SO | 1711
HA4ABLS/71 | 3"(80MM)DIFFERENTIAL PRESS.REG.W/ WIDE OPEN FEATUR | 3745
HA4ABLS/71E | 3"(80MM)PRES REG,ELEC SO,RG.A(P),CATII,MODH,EF101 | 3745
HA4ABNO/81 | 4" (100MM) PRESS REG NORMALLY OPEN WIDE OPEN RG.A | 4639
HA4ABP/21 | 1"(25MM)PNEUM PRESS REG. W/WIDE OPEN FEAT RG.A | 1193
HA4ABP/31 | 1-1/4"(32MM)PNEUM PRESS REG. W/WIDE OPEN FEAT,RG A | 1415
HA4ABP/71 | 3"(80MM)PNEUM PRESS REG. W/WIDE OPEN,RANGE A | 3227
HA4ABX/63 | 2-1/2"(65MM) REG WIDE OPEN,RG.B EXPLOSION PRF 115V | 3197
HA4ABZ-4/31 | REG,1-1/4 W/WIDE4-BLT,PLT | 1479
HA4ABZ/01 | 3/4"(20MM)REG.W/WIDE-OPEN FEATURE,RANGE A,PLATED | 1032
HA4ABZ/21 | 1"(25MM)REG W\WIDE OPEN FEATURE,RG A,PLATED | 1167
HA4ABZ/25 | REG,1"W/OPEN FE R/V, PLT | 1391
HA4ABZ/31 | 1-1/4"(32MM)REGU W/WIDE OPEN,RGA,PLATED | 1389
HA4ABZ/33 | REG,1-1/4"W/OP FE R/B,PLT | 1389
HA4ABZ/41 | 1-1/2"(40MM)REG W/WIDE OPEN,RG.A,PLATED | 1862
HA4ABZ/51 | 2"(50MM)REG W\WIDE OPEN FEATURE,RG A,PLATED | 2070
HA4ABZ/61 | 2-1/2"(65MM)REG W/WIDE OPEN,RG.A,PLATED | 2592
HA4ABZ/71 | 3"(80MM)REG W\WIDE OPEN FEATURE,RG A,PLATED | 3441
HA4ABZ/81 | 4"(100MM)REG W\WIDE OPEN FEATURE,RG A,PLATED | 4925
HA4AD-4/31 | 1-1/4"(32MM)DUAL PRESS REG,RG A/A,(4-BOLT) | 1783
HA4AD/01 | 3/4"(20MM)DUAL PRESSURE REG. RANGE A/A | 1336
HA4AD/02 | 3/4"(20MM)DUAL PRESSURE REG. RANGE A/B | 1336
HA4AD/05 | 3/4"(20MM)DUAL PRESSURE REGULATOR RG.V/V | 1784
HA4AD/06 | 3/4"(20MM)DUAL PRESS REG RG.A/V | 1560
HA4AD/21 | 1"(25MM)DUAL PRESSURE REG. RANGE A/A | 1471
HA4AD/22 | 1"(25MM)DUAL PRESSURE REG. RANGE A/B | 1471
HA4AD/24 | 1"(25MM)DUAL PRESSURE REG. RANGE B/B | 1471
HA4AD/26 | 1"(25MM) DUAL PRESSURE REG. RANGE V/A | 1695
HA4AD/28 | 1" (25MM) DUAL PRESSURE REGULATOR RANGE D/D | 1471
HA4AD/31 | 1-1/4"(32MM)DUAL PRESSURE REG. RANGE A/A | 1693
HA4AD/31E | 1-1/4"(32MM)DUAL PRESS REG. RG A/A,CATI,MODA,EF100 | 1693
HA4AD/32 | 1-1/4" (32MM) DUAL PRESSURE REGULATOR RANGE A/B | 1693
HA4AD/34 | 1-1/4"(32MM)DUAL PRESSURE REG. RANGE B/B | 1693
HA4AD/35 | 1-1/4"(32MM)DUAL PRESSURE REG RANGE V/V | 2141
HA4AD/36 | 1-1/4"(32MM) DUAL PRESSURE REG RANGE V/A | 1917
HA4AD/41 | 1-1/2"(40MM)DUAL PRESSURE REG. RANGE A/A | 2082
HA4AD/42 | 1-1/2"(40MM) DUAL PRESSURE REG RANGE A/B | 2082
HA4AD/44 | 1-1/2"(40MM)DUAL PRESSURE REG. RANGE B/B | 2082
HA4AD/45 | 1-1/2"(40MM) DUAL PRESSURE REG RANGE V/V | 2530
HA4AD/46 | 1-1/2"(40MM)DUAL PRESSURE REG. RANGE V/A | 2306
HA4AD/51 | 2"(50MM)DUAL PRESSURE REG. RANGE A/A | 2290
HA4AD/52 | 2"(50MM)DUAL PRESSURE REG. RANGE A/B | 2290
HA4AD/56 | 2"(50MM)DUAL PRESSURE REGULATOR RANGE V/A | 2514
HA4AD/61 | 2-1/2"(65MM)DUAL PRESSURE REG. RANGE A/A | 2710
HA4AD/62 | 2-1/2"(65MM)DUAL PRESSURE REG. RANGE A/B | 2710
HA4AD/66 | 2-1/2"(65MM)DUAL PRESSURE REG. RANGE V/A | 2934
HA4AD/71 | 3"(80MM)DUAL PRESSURE REG. RANGE A/A | 3505
HA4AD/72 | 3"(80MM)DUAL PRESSURE REG. RANGE A/B | 3505
HA4AD/76 | 3"(80MM)DUAL PRESSURE REGULATOR RANGE V/A | 3729
HA4AD/78 | 3" (80MM) DUAL PRESSURE REG RANGE D/D | 3505
HA4AD/81 | 4"(100MM)DUAL PRESSURE REG. RANGE A/A | 4828
HA4AD/82 | 4"(100MM)DUAL PRESSURE REG. RANGE A/B | 4828
HA4AD/86 | 4"(100MM)DUAL PRESSURE REGULATOR RANGE V/A | 5052
HA4AD/A1 | 3/4"(20MM)DUAL PRES REG. 25% RED PORT, RANGE A/A | 1336
HA4AD/A4 | 3/4"(20MM)DUAL PRES REG. 25% REDUCED PORT,RG B/B | 1336
HA4AD/B1 | 3/4"(20MM)DUAL PRES REG. 50% RED PORT, RANGE A/A | 1336
HA4AD/B4 | 3/4"(20MM)DUAL PRESS REG. 50% RED.PORT,RG.B/B | 1336
HA4ADB/01 | 3/4"(20MM)DUAL PRESS REG.W/ WD OPEN FEAT., RGE A/A | 1720
HA4ADB/21 | 1"(25MM)DUAL PRESS REG.W/ WIDE OPEN,RG.A/A | 1855
HA4ADB/31 | 1-1/4"(32MM)DUAL PRESS REG W/WIDEOPEN FEAT,RGE:A/A | 2077
HA4ADB/41 | 1-1/2"(40MM)DUAL PRESS REG W/WIDEOPEN FEAT,RGE:A/A | 2466
HA4ADB/51 | 2"(50MM)PRES REG. W/WIDE OPEN FEAT,RG.A/A | 2674
HA4ADB/61 | 2-1/2"DUAL PRES REG W/ WIDE OPEN FEATURE,RANGE | 3094
HA4ADB/71 | 3"(80MM)DUAL PRESS REG,W/ WIDE OPEN,RG.A/A | 3889
HA4ADB/81 | 4"(100mm)DUAL PRESS REG W/WD OPEN FEAT,RGE A/A | 5212
HA4ADB/82 | 4"(100MM)DUAL PRESS REG W/WD OPEN FEAT,RGE A/B | 5212
HA4ADB/A1 | 3/4"(20MM) DUAL PRESS REG. ELEC. 25% PORT | 1720
HA4ADB/B1 | 3/4" (20mm) DUAL PRESS REG W/ELEC S/O & 50% | 1720
HA4ADD/01 | 3/4" (20MM) THREE PRES. REGULATOR RANGE A/A/A | 2130
HA4ADD/21 | 1"(25MM) THREE PRES. REGULATOR RG. A/A/A | 2265
HA4ADD/31 | 1-1/4"(32mm)THREE PRES. REG.RG.A/A/A | 2487
HA4ADD/41 | 1-1/2"(40MM) THREE PRES. REGULATOR RG. A/A/A | 2876
HA4ADD/51 | 2"(50MM) THREE PRESS REGULATOR, RG A/A/A | 3084
HA4ADD/61 | 2-1/2" (65MM) THREE PRESS REGULATOR RG.A/A/A | 3504
HA4ADD/71 | 3"(80MM)THREE PRESSURE REG.RG. A/A/A | 4299
HA4ADD/81 | 4"(100MM) THREE PRES REG. RG. A/A/A | 5622
HA4ADE/61 | 2-1/2"(65MM)DUAL PRESS REG RG.A/A,EXT EQUAL | 2820
HA4ADK/01 | 3/4"DUAL RESEATING RELIEF REGULATOR, RG.A/A | 1422
HA4ADK/21 | 1" DUAL RESEATING RELIEF REGULATOR RANGE A/A | 1557
HA4ADK/22 | 1"(25MM) DUAL RESEATING RELIEF REGULATOR RANGE A/B | 1557
HA4ADK/41 | 1-1/2" DUAL RESEATING RELIEF REGULATOR,RG. A/A | 2168
HA4ADK/42 | 1-1/2"(40MM) DUAL RESEATING RELIEF REG RANGE A/B | 2168
HA4ADK/72 | 3"(80MM)DUAL RESEATING RELIEF REG RANGE A/B | 3591
HA4ADK/82 | 4"(100MM)DUAL RESEATING RELIEF REG RANGE A/B | 4914
HA4ADK/A2 | 3/4"DUAL RESEATING RELF, RG A/B 25% RED | 1422
HA4ADK/B1 | 3/4"DUAL RESEATING RELIEF REG. RG. A/A 50% RED. | 1422
HA4ADM-4/31 | 1-1/4"(32MM)ELEC MOTR COMP DUAL REG(4-BOLT)RG A/A | 3040
HA4ADM/01 | 3/4"(20MM)ELECT MTR COMP. DUAL REG,RANGE A/A | 2593
HA4ADM/06 | 3/4" (20MM) ELECTRIC MOTOR COMP. DUAL REG, RG.V/A | 2817
HA4ADM/21 | 1"(25MM)ELECT MOTOR COMP. DUAL REG, RANGE A/A | 2728
HA4ADM/31 | 1-1/4"(32MM)ELEC.MOTOR COMP. DUAL REG, RANGE A/A | 2950
HA4ADM/41 | 1-1/2"(40MM)ELEC.MOTOR COMP. DUAL REG,RANGE A/A | 3339
HA4ADM/45 | 1-1/2"(40MM)ELEC.MOTOR COMP,DUAL,REG. RG.V/V | 3787
HA4ADM/51 | 2"(50MM)ELECT MOTOR COMP. DUAL REG,RANGE A/A | 3547
HA4ADM/61 | 2-1/2"(65MM)ELEC.MOTOR COMP. DUAL REG, RANGE A/A | 3967
HA4ADM/65 | 2-1/2"(65MM)ELEC.MOTOR COMP. DUAL REG, RANGE V/V | 4415
HA4ADM/67 | 2-1/2"(65MM)ELEC.MOTOR COMP. DUAL REG,RANGE V/B | 4191
HA4ADM/71 | 3"(80MM)ELECT MOTOR COMP. DUAL REG.,RG.A/A | 4762
HA4ADM/76 | 3"(80MM)ELECT MTR COMP DUAL REGULATOR,RGE V/A | 4986
HA4ADM/77 | 3"(80MM)ELECT.MOTOR COMP. DUAL REG,RG. V/B | 4986
HA4ADM/81 | 4"(100MM)ELECT MOTOR COMP. DUAL REG, RANGE A/A | 6085
HA4ADM/81E | 4"(100MM)ELEC,DUAL REG,RG.A/A,CE-CATI,MODA,EF100 | 6085
HA4ADM/86 | 4"(100MM)ELECTRIC MOTOR COMP. DUAL REG,RANGE V/A | 6309
HA4ADM/B1 | 3/4"(20MM)ELECT.MTR.DUAL REG.RG.A/A,50%RED. | 2593
HA4ADMZ/41 | 1-1/2"(40mm)ELEC.MOTOR COMP.DUALRG:A/A(PLATED) | 3529
HA4ADMZ/51 | 2"(50MM)ELEC.MOTOR COMP.DUAL RGA/A (PLATED) | 3737
HA4ADMZ/71 | 3"(80MM)ELEC. MOTOR COMP. DUAL RG.A/A PLATED | 5108
HA4ADP-4/31 | 1-1/4"(4-BOLT)PNEUMATIC DUAL REGULATOR, RANGE A/A | 1915
HA4ADP-4/36 | 1-1/4"(4-BOLT)PNEUMATIC DUAL REGULATOR, RANGE V/A | 2139
HA4ADP/01 | 3/4"(20MM) PNEUM.DUAL REG. RANGE A/A | 1468
HA4ADP/21 | 1"(25MM) PNEUMATIC DUAL REG. RANGE A/A | 1603
HA4ADP/22 | 1"(25MM)PNEUMATIC DUAL PRESS REG RANGE A/B | 1603
HA4ADP/25 | 1"(25MM) PNEUMATIC DUAL REG. RANGE V/V | 2051
HA4ADP/26 | 1"(25MM)PNEUMATIC DUAL REGULATOR, RANGE V/A | 1827
HA4ADP/31 | 1-1/4"(32MM)PNEUMATIC DUAL REG RANGE A/A | 1825
HA4ADP/35 | 1-1/4"(32MM)PNEUMATIC DUAL REGULATOR RANGE V/V | 2273
HA4ADP/36 | 1-1/4"(32MM)PNEUMATIC DUAL REGULATOR, RANGE V/A | 2049
HA4ADP/41 | 1-1/2"(40MM)PNEUMATIC DUAL REG RANGE A/A | 2214
HA4ADP/51 | 2"(50MM) PNEUMATIC DUAL REG. RANGE A/A | 2422
HA4ADP/52 | 2"(40MM) PNEUMATIC DUAL REG.RG.A/B | 2422
HA4ADP/61 | 2-1/2"(65MM)PNEUMATIC DUAL REG RANGE A/A | 2842
HA4ADP/62 | 2-1/2"(65MM)PNEUMATIC DUAL REG RANGE A/B | 2842
HA4ADP/71 | 3"(80MM)PNEUM. DUAL REGULATOR RANGE A/A | 3637
HA4ADP/72 | 3"(80MM)PNEUM.DUAL PRESSURE REGULATOR, RANGE A/B | 3637
HA4ADP/81 | 4"(100MM) PNEUMATIC DUAL REG. RANGE A/A | 4960
HA4ADPK/42 | 1-1/2" PNEU,DUAL REG. W/ K HP PILOT RG. A/B | 2300
HA4ADPK/62 | 2-1/2" PNEU,DUAL REG. W/ K HP PILOT RG. A/B | 2928
HA4ADPK/71 | 3"PNEU,DUAL REG.W/K HP PILOT,RG.A/A | 3723
HA4ADPK/72 | 3"PNEU,DUAL REG.W/K HP PILOT,RG.A/B | 3723
HA4ADPK/82 | 4" PNEU DUAL REG. W/ K HP PILOT RG. A/B | 5046
HA4ADPK/86 | 4" PNEU DUAL REG. W/ K HP PILOT RG. V/A | 5270
HA4ADQ-4/31 | 1-1/4"(32MM)4-BOLT ELEC DUAL REG.Q1:0-87 PSIG,RG.A | 1915
HA4ADQ/01 | 3/4"(20MM)ELECT DUAL REG. Q1: 0-87 PSIG,RANGE A | 1468
HA4ADQ/21 | 1" (25MM) ELECT DUAL REG. Q1:0-87 PSIG,RG.A | 1603
HA4ADQ/31 | 1-1/4"(32MM) ELECT DUAL REG.,Q1: 0-87 PSIG,RGE A | 1825
HA4ADQ/41 | 1-1/2"(40MM)ELECT DUAL REG.,Q1: 0-87 PSIG,RG.A | 2214
HA4ADQ/51 | 2"(50MM)ELECT DUAL REG. Q1: 0-87 PSIG, RANGE A | 2422
HA4ADQ/61 | 2-1/2" (65MM)ELECT DUAL Q1: 0-87 PSIG,RGE A | 2842
HA4ADQ/71 | 3"(80MM)ELECT DUAL REG. Q1:0-87 PSIG,RG.A | 3637
HA4ADQ/81 | 4"(100MM)ELECT DUAL REG. RG Q1:0-86PSIG,RG A | 4960
HA4ADQ/A1 | 3/4" (20MM) ELECTRONIC DUAL REG. Q1: 0-87 PSIG | 1468
HA4ADQ/B1 | 3/4" (20MM) ELECTRONIC DUAL REG. Q1: 0-87 PSIG | 1468
HA4ADQK/71 | 3"(80MM) DUAL PRESS, RESEAT,CONT RANGE Q1:0-87PSIG | 3723
HA4ADQS/21 | 1"(25MM)ELEC.DUAL REG,ELEC SO,Q1-0-87PSIG,RG A | 1987
HA4ADQS/31 | 1-1/4"(32MM)ELEC.DUAL REG,ELEC SO,Q1-0-87PSIG,RG A | 2209
HA4ADQS/51 | 2"(50MM)ELEC.DUAL REG.W/ ELEC.S.O.Q1-0-87PSIG,RG A | 2806
HA4ADQS/61 | 2-1/2"(65MM)ELEC DUAL REG.W/ELECT SHUTOFF Q:0-87PS | 3226
HA4ADQS/71 | 3"(80MM) ELEC DUAL/ELEC SHUT-OFF RG.A, Q1:0-87 PSI | 4021
HA4ADQS/81 | 4"(100MM)ELEC.DUAL REG.W/ELEC.S.O.Q1:0-87PSI ,RG A | 5344
HA4ADQZ/31 | 1-1/4"(32MM)ELEC DUAL Q1:0-87 PSI,RG.A,PLTD | 1931
HA4ADQZ/61 | 2-1/2"(65MM)ELEC DUAL Q1:0-87 PSI,RG.A,PLTD | 3134
HA4ADS/01 | 3/4"(20MM)DUAL REG W/ ELECTRIC SHUT-OFF,RG A/A | 1720
HA4ADS/21 | 1"(25MM)DUAL PRESS REG. W/ ELECT SHUT-OFF,RGE A/A | 1855
HA4ADS/22 | 1"(25MM)DUAL PRESS REG W/ELEC SHUT-OFF RANGE A/B | 1855
HA4ADS/24 | 1"(25MM)DUAL PRESS REG W/ELEC SHUT-OFF RANGE B/B | 1855
HA4ADS/26 | 1"(25MM)DUAL PRESS REG. W/ELECTRIC SHUT-OFF,RG.V/A | 2079
HA4ADS/31 | 1-1/4"(32MM)DUAL PRES.REG. W/ELEC SHUT-OFF,RG.A/A | 2077
HA4ADS/31E | 1-1/4"(32MM)DUAL ELEC ,RG.A/A,CE-CATI,MODA,EF100 | 2077
HA4ADS/36 | 1-1/4"(32MM)DUAL PRES REG. W/ELEC SHUT-OFF,RG.V/A | 2301
HA4ADS/41 | 1-1/2"(40MM)DUAL PRES REG. W/ELEC SHUT-OFF,RG.A/A | 2466
HA4ADS/44 | (NO BOM)1-1/2"(40MM)DUAL PRESS.REG.W/ELEC SO,RGB/B | 2466
HA4ADS/51 | 2"(50MM)DUAL PRESS REG. W/ELEC SHUT-OFF,RG.A/A | 2674
HA4ADS/52 | 2"(50MM)DUAL PRESS REG. W/ELEC SHUT-OFF,RG.A/B | 2674
HA4ADS/61 | 2-1/2"(65MM)DUAL PRESS REG W/ELEC SHUT-OFF,RG A/A | 3094
HA4ADS/64 | 2-1/2"(65MM)DUAL PRES REG. W/ ELEC SHUT-OFF RG.B/B | 3094
HA4ADS/71 | 3"(80MM)DUAL PRESS REG. W/ELEC SHUT-OFF,RG A/A | 3889
HA4ADS/81 | 4"(100MM)DUAL PRESS REG.W/ ELEC-SHUT OFF,RG.A/A | 5212
HA4ADS/B1 | 3/4"(20MM)DUAL REG.ELEC SHUT-OFF,RG.A/A,50% PORT | 1720
HA4ADSP/71 | 3"(80MM)DUAL REGULATOR ELEC SHUT-OFF PNEU COMP | 4021
HA4ADSZ/01 | 3/4" (20MM) DUAL PRES ELEC S/O RG A, PLTD | 1826
HA4ADSZ/31 | 1-1/4"(32MM)DUAL PRES REG W/ELEC SHUT-OFF RG.A PLT | 2183
HA4ADSZ/41 | 1-1/2"DUAL PRES.REG.W/ELEC.SHUT-OFF,RG.A/A,PLTD | 2656
HA4ADSZ/51 | 2"(50MM)DUAL REG W/ELEC SHUT-OFF,RG.A/A,PLT | 2864
HA4ADSZ/61 | 2-1/2"(65MM)DUAL PRESS REG,ELEC SO,RG A/A, PLT | 3386
HA4ADZ/01 | 3/4"(20MM)DUAL PRESSURE REG. RANGE A/A,"PLATED" | 1442
HA4ADZ/21 | 1"(25MM)DUAL PRESSURE REG. RANGE A/A, "PLATED" | 1577
HA4ADZ/31 | 1-1/4"(32MM)DUAL PRESSURE REG. RANGE A/A, "PLATED" | 1799
HA4ADZ/41 | 1-1/2"(40MM)DUAL PRESSURE REG. RANGE A/A, "PLATED" | 2272
HA4ADZ/51 | 2"(50MM)DUAL PRESSURE REG. RANGE A/A, "PLATED" | 2480
HA4ADZ/61 | 2-1/2"(65MM)DUAL PRESS REG. RANGE A/A, PLT | 3002
HA4ADZ/71 | 3"(80MM)DUAL PRESSURE REG. RANGE A/A, "PLATED" | 3851
HA4ADZ/81 | 4"(100MM)DUAL PRESSURE REG. RANGE A/A, "PLATED" | 5335
HA4ADZ/B1 | REG,3/4"50%DUAL R/A-A,PLT | 1442
HA4AE/31 | 1-1/4" PRESSURE REG. RG.A, W/ EXTERNAL EQUAL | 1247
HA4AE/33 | 1-1/4" PRESSURE REG. RG. B , W/ EXTERNAL EQUAL | 1247
HA4AE/41 | 1-1/2" PRESSURE REG RG.A, W/ EXTERNAL EQUAL | 1636
HA4AE/51 | 2"(50MM)PRESSURE REG. RG.A W/EXTERNAL EQUAL | 1844
HA4AE/53 | 2"(50MM) PRESSURE REG. RG.B, W/EXTERNAL EQUAL | 1844
HA4AK-4/31 | 1-1/4"(32MM)4-BLT RESEAT RELIEF REG.RG.A | 1075
HA4AK/01 | 3/4"(20MM)RESEATING RELIEF REG RANGE A | 628
HA4AK/03 | 3/4"(20MM)RESEATING RELIEF REG RANGE B | 628
HA4AK/06 | 3/4"(20MM) RESEATING RELIEF REG, RG. D | 628
HA4AK/21 | 1"(25MM) RESEATING RELIEF REG. RANGE A | 763
HA4AK/23 | 1"(25MM)RESEATING RELIEF REGULATOR RANGE B | 763
HA4AK/26 | 1"(25MM) RESEATING RELIEF REG. RANGE D | 763
HA4AK/31 | 1-1/4"(32MM) RESEATING RELIEF REG. RANGE A | 985
HA4AK/31E | 1-1/4"(32MM)RST RELF VLV.RG.A CE-CAT.I,MOD.A,EF100 | 985
HA4AK/33 | 1-1/4"(32MM) RESEATING RELIEF REG. RANGE B | 985
HA4AK/41 | 1-1/2"(40MM)RESEAT RELIEF REG. RANGE A: | 1374
HA4AK/41E | 1-1/2"(40MM)RESEA RLF REG,RG.A(P),CATII,MODH,EF101 | 1374
HA4AK/43 | 1-1/2"(40MM)RESEAT RELIEF REG. RANGE B: | 1374
HA4AK/51 | 2"(50MM) RESEATING RELIEF REG. RANGE A: | 1582
HA4AK/51E | 2"(50MM)RESEAT RLF REG.RG.A,CAT.II,MOD H,EF101 | 1582
HA4AK/53 | 2"(50MM) RESEATING RELIEF REG. RANGE B: | 1582
HA4AK/61 | 2-1/2"(65MM) RESEATING RELIEF REG. RANGE A: | 2002
HA4AK/63 | 2-1/2"(65mm)RESEATING RELIEF REG., RANGE B | 2002
HA4AK/71 | 3"(80MM) RESEATING RELIEF REG. RANGE A: | 2797
HA4AK/73 | 3"(80"MM)RESEATING RELIEF REGULATOR, RANGE B | 2797
HA4AK/76 | 3" (80MM) RESEATING RELIEF REGULATOR, RANGE D | 2797
HA4AK/81 | 4"(100MM)RESEATING RELIEF REG. RANGE A: | 4120
HA4AK/83 | 4"(100MM)RESEATING RELIEF REG. RANGE B: | 4120
HA4AK/A1 | 3/4"(20MM)RESEAT RELF REG,25%RED,RG.A | 628
HA4AK/A3 | 3/4"(20MM)RESEAT RELF REGw/25%RED. RG.B | 628
HA4AK/B1 | 3/4"(20MM)RESEAT RELIEF REG 50%RED PORT,RG A | 628
HA4AK/B3 | 3/4"(20MM) RESEAT RELIEF REG 50% REDUCED PORT RG.B | 628
HA4AKS/01 | 3/4"(20MM)RESEATING RELF W/ ELEC SHUT-OFF, RG.A | 1012
HA4AKS/21 | 1"(25MM)RESEAT RELIEF REG. W/ELECT SHUT-OFF,RG.A | 1147
HA4AKS/31 | 1-1/4"(32MM)RESEAT RELIEF REG,ELECT SO,RG.A | 1369
HA4AKS/61 | 2-1/2"(65MM)RESEATING RELF REG,W/ELEC,RG.A | 2386
HA4AKS/81 | 4"(80MM)RESEATING RELF W/ ELEC SHUT-OFF, RG.A | 4504
HA4AKS/81E | 4"(80MM) RESEAT RLF W/ELEC, RG.A,CATII,MOD.H,EF101 | 4504
HA4AKS/A1 | 3/4"(20MM)RESEATING RELF,ELEC SO,RG.A,25%VPORT | 1012
HA4AKZ/01 | 3/4"(20MM)RESEATING RELIEF REG. "PLATED", RANGE A | 734
HA4AKZ/03 | 3/4" (20mm)RESEATING RELIEF RG. B, PLT | 734
HA4AKZ/21 | 1"(25MM)RESEATING RELIEF REG. "PLATED", RANGE A | 869
HA4AKZ/23 | 1"(25MM)RESEAT RELIEF REG, RG. B PLT | 869
HA4AKZ/31 | 1-1/4"(32MM)RESEATING RELIEF REG. RG. A,PLT | 1091
HA4AKZ/41 | 1-1/2"(40MM)RESEATING RELIEF REG. RANGE A,"PLATED" | 1564
HA4AKZ/61 | 2-1/2"(65MM)RESEATING REILEF REG. RANGE A,"PLATED" | 2294
HA4AKZ/71 | 3"(80MM)RESEATING RELIEF REG. RANGE A, "PLATED" | 3143
HA4AKZ/81 | 4"(100MM)RESEATING RELIEF REG. RANGE A, "PLATED" | 4627
HA4AKZ/A1 | 3/4" RESEAT RELIEF REG, RG.A 25% RED,PLT | 734
HA4AKZ/B1 | 3/4"(20MM)RESEAT RELIEF REG.50% RED.PORT,RG.A,PLTD | 734
HA4AL-4/31 | 1-1/4"(32MM)DIFF.PRESS REG. RGE.A(4-BOLT) | 1255
HA4AL/01 | 3/4"(20MM)DIFFERENTIAL PRES. REGULATOR RANGE A | 808
HA4AL/03 | 3/4"(20MM) DIFFERENTIAL PRESSURE REGULATOR RANGE B | 808
HA4AL/21 | 1"(25MM) DIFFERENTIAL PRESSURE REGULATOR RANGE A | 943
HA4AL/23 | 1"(25MM) DIFF.PRESS REG. RANGE B: 30 TO 300 PSIG | 943
HA4AL/31 | 1-1/4"(32MM)DIFFERENTIAL PRES. REGULATOR RANGE A | 1165
HA4AL/31E | 1-1/4"(32MM)DIFF.REG.RG.A CE-CAT.I,MOD.A,EF100 | 1165
HA4AL/41 | 1-1/2"(40MM)DIFFERENTIAL PRES. REGULATOR RANGE A | 1554
HA4AL/41E | 1-1/2"(40MM)DIF.PRES.REG.R.A CE-CAT.II,MOD.H,EF101 | 1554
HA4AL/51 | 2"(50MM)DIFFERENTIAL PRESSURE REGULATOR, RANGE A | 1762
HA4AL/51E | 2"(50MM)DIFF.PRES.REG.RG.A CE-CAT.II,MOD.H,EF 101 | 1762
HA4AL/61 | 2-1/2(65MM)DIFFERENTIAL PRES. REGULATOR RANGE A | 2182
HA4AL/61E | 2-1/2"(65MM)DIFF PRES. RG.A CE-CATII MOD H EF101 | 2182
HA4AL/71 | 3"(80MM)DIFFERENTIAL PRESSURE REGULATOR RANGE A | 2977
HA4AL/71E | 3"(80MM)DIFF.REG.RG.A CE-CAT.II,MOD H,EF 101 | 2977
HA4AL/81 | 4"(100MM) DIFF. PRESSURE REGULATOR, RANGE A | 4300
HA4AL/81E | 4"(100MM) DIFF. PRESSURE REGULATOR, RG A, CATII,MO | 4300
HA4AL/A1 | 3/4"(20MM)DIFF PRES. REG.W/25% RED.PORT,RG.A | 808
HA4AL/B1 | 3/4"(20MM)DIF"L PRES.REG. W/50% RED.PORT RGE A | 808
HA4AL/B3 | 3/4"(20MM)DIFFERENTIAL PRESS REG RG.B 50% RED PORT | 808
HA4ALE/01 | 3/4"(20MM)DIFF PRESS. W/EXTERNAL EQUAL.RANGE A | 918
HA4ALE/21 | 1"(25MM)DIFF PRESS REG W/EXTERNAL EQUAL RG.A | 1053
HA4ALE/31 | 1-1/4"(32MM)DIFF PRESS REG W/EXTERNAL EQUAL RG.A | 1275
HA4ALE/41 | 1-1/2"(40mm)DIFF PRESS REG.W/EXT EQUAL.RANGE A | 1664
HA4ALE/A1 | 3/4"(20MM)DIFF.PRESS REG. W/EXT.CONN.W/25% REDUCED | 918
HA4ALE/B1 | 3/4"(20MM)DIFF PRESS REG W/EXT.CONN W/50% RED | 918
HA4ALK/01 | 3/4"(20MM)DIFF. PRESS. REG. RESEATING RELF, RG.A | 894
HA4ALS/21 | REGULATOR,1" DIFFR. W/OPEN R/A | 1327
HA4ALS/31 | 1-1/4"(32MM)DIFFERENTL REG W/ELECTRC SHUTOFF,RNG A | 1549
HA4ALS/41 | 1-1/2"(40MM)DIFF PRESS REG,W/ELECTRIC SHUTOFF,RG.A | 1938
HA4ALS/51 | 2"(50MM)DIFFERENTL PRESS.REG. W/ELECTRC SHUTOFF,RG | 2146
HA4ALS/61 | 2-1/2"(65mm)PRESS REG W/ELEC SHUT-OFF/DIFF PRESS | 2566
HA4ALS/71 | 3" (80MM) PRESS REG W/ELEC SHUT-OFF/DIFF PRESS | 3361
HA4ALS/81 | 4"(100MM)DIFF PRESS REG. W/ ELEC SHUT-OFF,RG.A | 4684
HA4ALZ/01 | 3/4"(20MM)DIFFRENTIAL PRESS REG.,RNG A,PLATED | 914
HA4ALZ/21 | 1"(25MM)DIFF PRESSURE REG.,RANGE A, "PLATED" | 1049
HA4ALZ/31 | 1-1/4"(32MM)DIFF.PRESS. REG.,RANGE A, "PLATED" | 1271
HA4ALZ/41 | 1-1/2"(40MM)DIFF.PRESS. REG.RANGE A, PLATED | 1744
HA4ALZ/51 | 2"(50MM)DIFF.PRESS. REG.,RANGE A,PLATED | 1952
HA4ALZ/61 | 2-1/2"(65MM)DIFFERENTIAL PRESSURE REGULATOR,RANGE | 2474
HA4ALZ/71 | 3"(80MM)DIFF PRESS REGULATOR,RG A,PLATED | 3323
HA4ALZ/81 | 4"(100MM)DIFF PRESS REG,RG A,PLATED | 4807
HA4ALZ/B1 | REG 3/4" DIFFL R/A PLT | 914
HA4AM-4/31 | 1-1/4"(32MM)ELEC.MTR COMP. REG,RG. A(4-BOLT) | 2246
HA4AM/01 | 3/4"(20MM) ELECT.MOTOR COMP. REGULATOR, RANGE A | 1799
HA4AM/21 | 1"(25MM)ELECT.MOTOR COMP. REGULATOR, RANGE A | 1934
HA4AM/25 | 1"(25mm)ELECT.MTR.COMP.REG.RG.V | 2158
HA4AM/31 | 1-1/4"(32MM) ELECT. MOTOR COMP REGULATOR, RANGE A | 2156
HA4AM/35 | 1-1/4"(32MM) ELECT. MOTOR COMP REGULATOR,RG V | 2380
HA4AM/35E | 1-1/4"(32mm)ELEC MTR CMP.RG.V,CE-CAT I MOD.A EF100 | 2380
HA4AM/41 | 1-1/2"(40MM) ELECT. MOTOR COMP REGULATOR, RANGE A | 2545
HA4AM/51 | 2"(50MM)ELECT MOTOR COMP REGULATOR, RANGE A | 2753
HA4AM/55 | 2"(50mm)ELECT MOTOR COMP REG. RANGE V | 2977
HA4AM/61 | 2-1/2"(65MM)ELEC MTR COMP. REGULATOR, RANGE A | 3173
HA4AM/63 | 2-1/2"(65MM)ELECT MOTOR COMP REGULATOR,RG.B | 3173
HA4AM/71 | 3"(80MM) ELECTRIC MOTOR COMP. REGULATOR, RANGE A | 3968
HA4AM/75 | 3"(80MM) ELECTRIC MOTOR COMP REGULATOR, RANGE V | 4192
HA4AM/81 | 4"(100MM) ELECTRIC MOTOR COMP. REGULATOR, RANGE A | 5291
HA4AM/85 | 4"(100MM) ELECTRIC MOTOR COMP. REG, RG. V | 5515
HA4AM/B1 | 3/4"(20MM)ELECT MOTOR COMP REG 50% REDUCED RG.A | 1799
HA4AM/B5 | 3/4"(20MM)ELECT.MTR.COMP.G.,REG.V,50%REDUCED | 2023
HA4AMS/01 | 3/4"(20MM)ELEC.MTR COMP.REG W/ELEC SHUT-OFF,RG.A | 2183
HA4AMS/21 | 1"(25MM)ELECT MOTOR COMP. REG,W/ELECT SHUTOFF RGA | 2318
HA4AMS/31 | 1-1/4"(32MM)ELEC.MOT.COMP.REG W/ ELEC SHUTOFF,RGA | 2540
HA4AMS/41 | 1-1/2"(40MM)ELEC.MOT.COMP.REG. W/ELEC SHUT-OFF,RGA | 2929
HA4AMS/45 | 1-1/2"(40MM)ELEC.MOT.COMP.REG W/ELEC SHUT-OFF,RG.V | 3153
HA4AMS/51 | 2"(50MM)ELECT.MTR COMP.REG W/ELEC SHUT-OFF,RG.A | 3137
HA4AMS/61 | 2-1/2"(65MM)ELEC.MOT.COMP.REG W/ELEC SHUT-OFF,RG.A | 3557
HA4AMS/71 | 3"(80MM)ELEC MTR COMP.REG W/ELEC SHUT-OFF,RG.A | 4352
HA4AMS/71E | 3"(80MM)ELC MTR,W/ELEC RG.A,CE-CATII,MODH EF101 | 4352
HA4AMS/81 | 4"(100MM)ELEC.MTR COMP.REG W/ELEC SHUT-OFF,RG.A | 5675
HA4AMS/85 | 4"(100MM)ELEC.MOTOR COMP.REG W/ELEC SHUT-OFF,RG.V | 5899
HA4AMS/B1 | 3/4"(20MM)ELEC,MTR.COMP.W/ELEC SHUT-OFF,50%RED | 2183
HA4AO-4/31 | 1-1/4"(32MM)OUTLET PRESS. REG.(4-BOLT) RANGE V | 1389
HA4AO-4/33 | 1-1/4"(32MM)OUTLET REGULATOR RANGE B (4-BOLT) | 1389
HA4AO/01 | 3/4" (20MM) OUTLET PRESSURE REGULATOR, RANGE V | 942
HA4AO/03 | 3/4"(20MM) OUTLET PRESSURE REGULATOR RANGE B | 942
HA4AO/21 | 1"(25MM) OUTLET PRESSURE REGULATOR RANGE V | 1077
HA4AO/23 | 1"(25MM) OUTLET PRESSURE REGULATOR RANGE B | 1077
HA4AO/31 | 1-1/4"(32MM) OUTLET PRESSURE REGULATOR RANGE V | 1299
HA4AO/31E | 1-1/4"(32MM)OUTLET REG.RG.V CAT.I,MOD A,EF 100 | 1299
HA4AO/33 | 1-1/4"(32MM) OUTLET PRESSURE REGULATOR RANGE B | 1299
HA4AO/33E | 1-1/4"(32MM)OUTLET REG.RG.B CE-CAT.I,MOD A,EF 100 | 1299
HA4AO/41 | 1-1/2"(40MM) OUTLET PRESSURE REGULATOR RANGE V | 1688
HA4AO/41E | 1-1/2"(40MM)OUTLET REG.RG.V CE-CAT.II,MOD.H,EF 101 | 1688
HA4AO/43 | 1-1/2"(40MM) OUTLET PRESSURE REGULATOR RANGE B | 1688
HA4AO/43E | 1-1/2"(40MM)OUTLET REG.RG.B, CE-CAT.II,MOD.H,EF101 | 1688
HA4AO/51 | 2"(50MM) OUTLET PRESSURE REGULATOR RANGE V | 1896
HA4AO/51E | 2"(50MM)OUTLET PRESS.REG. CE-CAT.II,MOD.H,EF101 | 1896
HA4AO/53 | 2" (50MM) OUTLET PRESSURE REGULATOR RANGE B | 1896
HA4AO/53E | 2"(50MM)OUTLET REG.RG.B CE-CAT.II,MOD.H.EF101 | 1896
HA4AO/61 | 2-1/2"(65MM) OUTLET PRESSURE REGULATOR RANGE V | 2316
HA4AO/61E | 2-1/2"(65MM)OUTLET REG,RG.V CE-CAT.II,MOD.H,EF 101 | 2316
HA4AO/63 | 2-1/2" (65MM) OUTLET PRESSURE REGULATOR, RANGE B | 2316
HA4AO/71 | 3"(80MM) OUTLET PRESSURE REGULATOR RANGE V | 3111
HA4AO/71E | 3"(80MM)OUTLET REG.RG.V CE-CAT.II,MOD.H,EF101 | 3111
HA4AO/73 | 3"(80MM) OUTLET PRESSURE REGULATOR RANGE B | 3111
HA4AO/81 | 4"(100MM) OUTLET PRESSURE REGULATOR RANGE V | 4434
HA4AO/83 | 4"(100MM)OUTLET PRESSURE REGULATOR, RANGE B | 4434
HA4AO/A1 | 3/4"(20MM) OUTLET PRES REG W/25% RED. RG.V | 942
HA4AO/A3 | 3/4"(20MM)OUTLET PRES REG. 25% REDUCED PORT,RG:B | 942
HA4AO/B1 | 3/4"(20MM)OUTLET PRES REG. 50% REDUCD PORT,RG V | 942
HA4AO/B3 | 3/4"(20MM)OUTLET PRESS REG. 50% RED PORT,RG.B | 942
HA4AOA/73 | 3" (80MM) INLET/OUTLET REGULATOR RG. A/B | 3698
HA4AOAMS/61 | 2-1/2"(65mm)INLET/OUTLET MOTOR COMP, RG. V/A | 4799
HA4AOAS/01 | 3/4" INLET/OUTLET REG. W/ELEC SHUT-OFF, RG.A/V | 2168
HA4AOAS/21 | 1"INLET/OUTLET REG.W/ELEC.SHUT-OFF,RG.A/V | 2303
HA4AOAS/31 | 1-1/4"INLET/OUTLET REG.W/ELECT SHUT-OFF,RG.A/V | 2525
HA4AOAS/31E | 1-1/4"(32mm)OUTLET,ELEC,RG A/V,CE-CATI,MODA,EF100 | 2525
HA4AOAS/34 | 1-1/4"INLET/OUTLET REG.W/ELECT SHUT-OFF,RG.B/B | 2525
HA4AOAS/41 | 1-1/2"(40MM)OUTLET REG. W/ELECT.SHUT-OFF.RG.A/V | 2914
HA4AOAS/43 | 1-1/2"(40mm)INLET/OUTLET REG.W/ELECT SO,RG A/B | 2914
HA4AOAS/44 | 1-1/2"(40mm)INLET/OUTLET REG.W/ELECT SO,RG B/B | 2914
HA4AOAS/51 | 2"(50MM)OUTLET REG.W/ELEC. SHUT-OFF RG. A/V | 3122
HA4AOAS/61 | 2-1/2" INLET/OUTLET REG.W/ELEC SHUT-OFF,RG.A/V | 3542
HA4AOAS/63 | 2-1/2"(65MM)INLET/OUTLET REG.W/ELEC SO,RG.A/B | 3542
HA4AOAS/71 | 3"INLET/OUTLET REG. W/ELECT. SHUT-OFF RG. A/V | 4337
HA4AOAS/81 | 4" INLET/OUTLET REG. W/ELECT. SHUT-OFF RG.A/V | 5660
HA4AOB/41 | 1-1/2"(40MM)OUTLET REG.W/WIDE OPEN FEATURE,RNG V | 2072
HA4AOB/43 | 1-1/2"(40MM)OUTLET REG.W/ WIDE OPEN,RG. B | 2072
HA4AOB/53 | 2"(50MM)OUT. PRESS REG. W/WIDE OPEN FEAT,RGE B | 2280
HA4AOB/61 | 2-1/2" (65MM) OUTLET REGULATOR W/WIDE OPEN RANGE V | 2700
HA4AOB/73 | 3"(75MM)OUTLET PRESSURE REG,RG B,WIDE OPEN | 3495
HA4AOE/01 | 3/4" OUTLET PRESS.REG.W/ EXT EQUALIZER,RANGE V | 1052
HA4AOE/03 | 3/4"(20MM)OUTLET PRESS.REG. W/EXT.EQUAL.,RG.B | 1052
HA4AOE/21 | 1"(25MM)OUTLT. PRES.REG. W/ EXTERNAL EQUAL,RGE V | 1187
HA4AOE/23 | 1"(25MM)OUTLET PRES.REG.W/ EXTERNAL EQUALIZER,RG.B | 1187
HA4AOE/31 | 1-1/4"(32MM)OUT PRES.REG. W/EXT.EQUAL RG V | 1409
HA4AOE/41 | 1-1/2"OUTLET PRES.REG W/ EXTERN EQUALIZ RGE V | 1798
HA4AOE/51 | 2"(50MM)OUTLT PRES.REG.W/ EXT EQUALZR RG V | 2006
HA4AOE/61 | 2-1/2"(65MM)OUT. PRES. REG. W/EXTERN EQUAL RGE V | 2426
HA4AOE/71 | 3"(80MM)OUTLET PRES.REG.W/ EXT EQUALIZER,RG.V | 3221
HA4AOE/A1 | 3/4"(20MM)PRES REG.W/ EXT.EQUAL.25%RED.PLUG,RG.V | 1052
HA4AOE/B1 | 3/4"20MM OUTPRES.REG.W/EXT EQUAL,RGE V,50% RED PT | 1052
HA4AOEPS/01 | 3/4" OUTLET PRESS REG,EXT,PNEU,SHUT-OFF, RG.V | 1568
HA4AOES/01 | 3/4"(20MM)REG.W/ELECT.S/O W/EXTERN EQLZ,RGE V | 1436
HA4AOES/03 | 3/4"(20MM)OUT PRES.REG.W/EX EQU.&ELEC.SHUT-OFF,RGB | 1436
HA4AOES/21 | 1"(25MM)OUT REG.W/ELECT SHUT-OFF W/EXT.EQUAL RGE.V | 1571
HA4AOES/23 | 1"(25MM)OUT REG.W/ELECT SHUT-OFF W/EXT.EQUAL RG.B | 1571
HA4AOES/31 | 1-1/4"(32MM)OUT REG. RG.V,W/ELECT SO,W/EXT.EQ | 1793
HA4AOES/33 | 1-1/4"(32MM)OUT REG. RG.B,ELECT SO,W/EXT.EQ | 1793
HA4AOES/41 | 1-1/2"(40MM)OUT REG.W/ELEC. SHUT-OFF,W/ EXT.EQ. RG | 2182
HA4AOES/43 | 1-1/2"(40mm)OUT REG.W/ELEC SHUT-OFFW/EXT EQ,RG.B | 2182
HA4AOES/51 | 2"(50MM)OUTLET REG.W/ELECT SHUT-OFF,W/EXT.EQUALIZE | 2390
HA4AOES/53 | 2"(50MM)OUTLET REG.W/ELEC SHUT-OFF,W/EXT.EQ,RG.B | 2390
HA4AOES/61 | 2-1/2"(65MM)OUT REG.W/ELEC. SHUT-OFF,W/EXT.EQ.RG.V | 2810
HA4AOES/81 | 4"(100MM)OUT REG W/ELEC SHUT-OFF W/EXT EQ RG.V | 4928
HA4AOES/A1 | 3/4"(20MM)OUTLET REG.W/ELEC.,W/EXT.EQUAL,25% RED | 1436
HA4AOES/B1 | 3/4"(20MM)REG.W/ELEC.S.OFF W/EXT.EQ.RG.V,50%RED | 1436
HA4AOES/B3 | 3/4"(20MM)REG W/ELEC SHUT-OFF W/EXT EQ RG.B 50%RED | 1436
HA4AOESX/01 | 3/4"(20mm)OUTLET PRES.,W/ELEC/RG. V,EXP 115V | 2333
HA4AOESX/21 | 1"(25mm)OUTLET PRESS W/ELEC,RG.V,EXPL PROOF,115V | 2468
HA4AOESX/41 | 1-1/2"(40MM)OUT PRES REG ELEC,RG.V, EXPL 115V | 3079
HA4AOESX/51 | 2" (50MM) OUT PRES REG ELEC RG.V EXPL PROOF 115V | 3287
HA4AOESX/61 | 2-1/2"(65MM)OUTLET PRESS,ELEC RG.V EXP 115V | 3707
HA4AOESX/71 | 3"(80MM)OUTLET PRESS,ELEC RG.V EXP 115V | 4502
HA4AOLE/01 | 3/4"(20mm)DIFF OUTLET REG W/EXT EQUAL RG.V | 1208
HA4AOLE/33 | 1-1/4"(32MM)DIFF.OUTLET REG.W/EXT.EQUAL,RG. B | 1565
HA4AOLE/A1 | 3/4"(20mm)DIFF OUTLET REG. W/EXT EQ.25%RED., RG V | 1208
HA4AOMS/61 | 2-1/2"OUTLET MOTOR COMP.W/ELEC.SHUT-OFF,RG.V | 3957
HA4AOMS/71 | 3"OUTLET MOTOR COMP.W/ELEC.SHUT-OFF,RG.V | 4752
HA4AOMS/A1 | 3/4"OUTLET MTR.COMP.W/ELEC.SHUT-OFF,25%RED.RG.V | 2583
HA4AOP/01 | 3/4"(20MM)PNEUMATIC COMP.OUTLET REGULATOR, RG V. | 1074
HA4AOP/21 | 1"(25MM)PNEUMATIC COMP OUTLET REG.,RG.V | 1209
HA4AOP/41 | 1-1/2"(40MM) PNEUMATIC COMP OUTLET REGULATOR, RG V | 1820
HA4AOP/71 | 3"(80MM) PNEUMATIC COMP. OUTLET REGULATOR RANGE V | 3243
HA4AOP/81 | 4" (100MM) PNEUMATIC COMP OUTLET REGULATOR RANGE V | 4566
HA4AOP/A1 | 3/4"(20mm)PNEUM OUTLET REG. RG.V,25% REDUCED PORT | 1074
HA4AOPS/01 | 3/4"(20MM)PNEUM.OTLT PRESS.REG.W/ELEC-SHUTOFF,RG.V | 1458
HA4AOPS/21 | 1"(25MM)PNEUM,OUTLT PRES REG.W/ELEC SHUT-OFF, RG.V | 1593
HA4AOPS/31 | 1-1/4" (32MM) HA4AOPS PRESS REG, RG V, OUTLET W/ P | 1815
HA4AOPS/41 | 1-1/2"(40mm)PNEUM OUTLET PRES .ELEC SHUT-OFF,RG.V | 2204
HA4AOPZ/01 | 3/4"(20MM)PNEUM OUTLET PRES.W/ELEC, RG.V, PLATED | 1180
HA4AOS-4/31 | 1-1/4"(32MM)OUTLET REG.W/ELEC SHUT-OFF,RG V(4-BOLT | 1773
HA4AOS/01 | 3/4"(20MM)OUTLET REG.W/ELECT. SHUT-OFF, RANGE V | 1326
HA4AOS/03 | 3/4"(20MM)OUTLET REG. W/ELECT. SHUT-OFF, RANGE B | 1326
HA4AOS/06 | 3/4"(20MM)PRESS REG RG D, ELEC S/O & OUTLET PRES | 1326
HA4AOS/21 | 1"(25MM)OUTLET REG W/ ELECTRIC SHUT-OFF, RANGE V | 1461
HA4AOS/23 | 1"(25MM)OUTLET REG.W/ELECTRIC SHUT-OFF, RANGE B | 1461
HA4AOS/31 | 1-1/4"(32MM)OUTLET REG.W/ELECT SHUT-OFF, RANGE V | 1683
HA4AOS/31E | 1-1/4"(32MM)OUTLET REG,ELECT,RG V,CATI,MODA,EF100 | 1683
HA4AOS/33 | 1-1/4"(32MM)OUTLET REG.W/ELECT SHUT-OFF, RANGE B | 1683
HA4AOS/33E | 1-1/4"(32MM)OUTLET REG,ELEC,RG B,CATI,MODA,EF100 | 1683
HA4AOS/36 | 1-1/4"(32mm)OUTLET REG. W/ELECT SHUT-OFF, RG.D | 1683
HA4AOS/41 | 1-1/2"(40MM)OUTLET REG.W/ELECT SHUT-OFF, RANGE V | 2072
HA4AOS/41E | 1-1/2"(40MM)OUT REG,ELEC,RG.V(P),CATII,MODH,EF101 | 2072
HA4AOS/43 | 1-1/2"(40MM)OUTLET REG.W/ELECT SHUT-OFF, RANGE B | 2072
HA4AOS/51 | 2" (50MM) OUTLET REG. W/ELECTRIC SHUT-OFF, RG V | 2280
HA4AOS/51E | 2"REG,W/ELEC SHUT R/O CE.CAT.II,MOD.H,EF101 | 2280
HA4AOS/53 | 2"(50MM)OUTLET REG.W/ELECTRIC SHUT-OFF, RANGE B | 2280
HA4AOS/56 | 2"(50MM)OUTLET REG. W/ELEC SHUT-OFF,RANGE D | 2280
HA4AOS/61 | 2-1/2"(65MM)OUTLET REG.W/ELECT SHUT-OFF, RANGE V | 2700
HA4AOS/61E | OUTLET REG.65MM,ELEC.SHUT-OF,CE-CAT.Il,MOD.H,EF101 | 2700
HA4AOS/63 | 2-1/2"(65MM)OUTLET REG.W/ELECT SHUT-OFF, RANGE B | 2700
HA4AOS/71 | 3"(80MM)OUTLET REG.W/ELECTRIC SHUT-OFF, RANGE V | 3495
HA4AOS/73 | 3"(80MM)OUTLET REG. W/ELECTRIC SHUT-OFF, RANGE B | 3495
HA4AOS/81 | 4"(100MM)OUTLET REG.W/ELECTRIC SHUT-OFF, RANGE V | 4818
HA4AOS/83 | 4"(100MM)OUTLET REG.W/ELECTRIC SHUT-OFF, RANGE B | 4818
HA4AOS/A1 | 3/4"(20MM)OUTLET REG.W/ELECT.SHT-OFF, RG. V,25%RED | 1326
HA4AOS/A3 | 3/4"(20MM)OUT REG.W/ELECT. SHT-OFF,RGE B,25% RED.P | 1326
HA4AOS/B1 | 3/4"(20MM)OUTLET REG.W/ELEC SHUT-OFF,RG,V,50%RED.P | 1326
HA4AOS/B3 | 3/4"(20MM)OUTLET REG.W/SHUT- OFF RG B 50% RED PORT | 1326
HA4AOSB/01 | 3/4"(20MM)OUTLET REG.ELEC SHUT-OFF,WIDE OPEN.RG.V | 1495
HA4AOSB/21 | 1"(25mm)OUTLET REG W/ELEC SHUT-OFF WIDE OPEN RG V | 1630
HA4AOSB/23 | 1"(25mm)OUTLET REG.W/ELEC SHUT-OFF,WIDE OPEN,RG.B | 1630
HA4AOSB/26 | 1"(25mm) OUTLET REG W/ELEC SHUT-OFF WIDE OPEN RG.D | 1630
HA4AOSB/31 | 1-1/4"(32MM)OUTLET REG,RG.V,ELEC SO,WIDE OPEN | 1852
HA4AOSB/81 | 4"(100MM)OUTLET,ELEC SHUT-OFF,WIDE OPEN, RANGE V | 4987
HA4AOSBZ/41 | 1-1/2(40mm)OUTLET REG.W/ELEC SHUT,WD OPEN,RGV,PLTD | 2431
HA4AOSBZ/81 | 4"(100MM)OUTLET,ELEC SHUT-OFF,WIDE OPEN, RG V,PLTD | 5494
HA4AOSX/01 | 3/4"(20MM)OUTLET REG.W/ELEC,W/EXT EXP,115V,RG.V | 2223
HA4AOSX/21 | 1"(25MM) OUTLET REG ELEC,W/EXT EXP 115V RG V | 2358
HA4AOSX/23 | 1"(25MM) OUTLET REG ELEC,W/EXT EXP 115V RG.B | 2358
HA4AOSX/31 | 1-1/4" (32MM) OUTLET REG ELEC W/EXT EXP 115V RG V | 2580
HA4AOSX/53 | 2"(50MM)OUTLET REG ELEC,W/EXT EXP, 115V, RG.B | 3177
HA4AOSX/A1 | 3/4"(20MM)OUTLET REG,ELEC,115V,RG.V,25%RED,EXT EXP | 2223
HA4AOSX/B1 | 3/4"(20MM)OUTLET REG ELEC 50% RED,EXT EXP,115V,RGV | 2223
HA4AOSZ/01 | 3/4"(20MM)OUTLET REG.W/ELEC. SHUT-OFF,RG.V,PLATED | 1432
HA4AOSZ/03 | 3/4"(20MM) OUTLET REG, W/ELECT SHUT-OFF,RG B, PLT | 1432
HA4AOSZ/21 | 1"(25MM)OUTLET REG.W/ELECT. SHUT-OFF,RG.V, PLATED | 1567
HA4AOSZ/31 | 1-1/4"(32MM)OUTLET REG.W/ELECT. SHUTOFF,RG.V,PLATE | 1789
HA4AOSZ/41 | 1-1/2"(40MM)OUTLET REG.W/ELECT SHUT-OFF,RG.V,PLATE | 2262
HA4AOSZ/43 | 1-1/2"(40MM)OUTLET REG.W/ ELEC.SHUT-OFF,RG.B,PLATE | 2262
HA4AOSZ/51 | 2"(50MM)OUTLET REG.W/ELECT. SHUT-OFF,RG.V,PLATED | 2470
HA4AOSZ/53 | PRESS REG,2" W/ELEC R/B, PLT | 2470
HA4AOSZ/61 | 2-1/2"(65MM)OUT PRESS.REG. W/ELEC.SHUT-OFF,RG.V,PL | 2992
HA4AOSZ/63 | 2-1/2"(65MM)OUTLET W/ELECT. SHUT-OFF,RG.B,PLATED | 2992
HA4AOSZ/71 | 3"(80MM)OUTLET PRES.REG. W/ELEC.SHUT-OFF,RG.V,PLTD | 3841
HA4AOSZ/81 | 4"(100MM)OUTLT PRES.REG. W/ELEC.SHUTOF,RG.V,PLATD | 5325
HA4AOSZ/83 | 4"OUTLET REG.W/ELECT.SHUT-OFF,RG.B,PLATED | 5325
HA4AOZ/01 | 3/4"(20MM)OUTLET PRESSURE REG. RANGE V, PLATED | 1048
HA4AOZ/21 | 1"(25MM)OUTLET PRESS. REGULATOR, RANGE V, PLATED | 1183
HA4AOZ/31 | 1-1/4"(32MM) OUTLET PRESS REG. RG.V, PLATED | 1405
HA4AOZ/41 | 1-1/2"(40MM)OUTLET PRESS REG.RG.V,PLATED | 1878
HA4AOZ/51 | 2"(50MM)OUTLET PRESSURE REGULATOR RANGE V,"PLATED" | 2086
HA4AOZ/61 | 2-1/2"(65MM)OUTLET PRESS REG.RG.V,PLATED | 2608
HA4AOZ/63 | REG 2-1/2"OUTPRES R/B PLT | 2608
HA4AOZ/71 | 3"(80MM)OUTLET PRESSURE REG. RANGE V, "PLATED" | 3457
HA4AOZ/73 | REG 3"OUTLET PRES R/B PLT | 3457
HA4AOZ/81 | 4"(100MM)OUTLET PRESSURE REG. RANGE V, "PLATED" | 4941
HA4AOZ/B1 | 3/4"(20MM)OUTLET PRESS REG. RG V,50% RED,PLATED | 1048
HA4AP-4/31 | 1-1/4"(32mm)PNEUMATIC PRESS. REG,(4-BOLT)RANGE A | 1121
HA4AP/01 | 3/4"(20MM) PNEUM COMP. PRESSURE REGULATOR RANGE A | 674
HA4AP/21 | 1"(25MM) PNEUMATIC PRESSURE REGULATOR RANGE A | 809
HA4AP/31 | 1-1/4"(32MM)PNEUMATIC PRESSURE REGULATOR, RANGE A | 1031
HA4AP/41 | 1-1/2"(40MM) PNEUM. PRESSURE REGULATOR RANGE A | 1420
HA4AP/51 | 2"(50MM) PNEUMATIC PRESSURE REGULATOR RANGE A | 1628
HA4AP/61 | 2-1/2"(65MM) PNEUMATIC PRESSURE REGULATOR RANGE A | 2048
HA4AP/61E | 2-1/2"(65MM)PNEUM.PRES.REG.RG.A,CATII,MODH,EF101 | 2048
HA4AP/71 | 3"(80MM) PNEUMATIC PRESSURE REGULATOR RANGE A | 2843
HA4AP/81 | 4"(100MM) PNEUMATIC PRESSURE REGULATOR RANGE A | 4166
HA4AP/B1 | 3/4"(20MM)PNEUM COMP. PRESS REG RG.A,50% RED VPORT | 674
HA4APS/01 | 3/4"(20MM)PENUM PRESS REG. W/ ELEC SHUT-OFF,RG.A | 1058
HA4APS/21 | 1"(25MM)PENUM PRESS.REG. W/ELECTRIC SHUT-OFF,RANGE | 1193
HA4APS/31 | 1-1/4"(32MM)PNEUM PRESS REG.W/ELEC SHUT-OFF RG A | 1415
HA4APS/41 | 1-1/2"(40MM)PNEUMTC PRES REG.W/ELEC.SHUT-OFF RG A | 1804
HA4APS/51 | 2"(50MM)PNEUM.PRESSURE REG.W/ELEC.SHUT-OFF,RG.A | 2012
HA4APS/61 | 2-1/2"(65MM)PNEUM PRESS. REG.W/ELEC.SHUT-OFF RG.A | 2432
HA4APS/71 | 3"(80MM)PNEUM. PRES REG. W/ELEC. SHUT-OFF RGE A | 3227
HA4APS/81 | 4"(100MM)PNEUM. PRES. REG W/ELECT SHUT-OFF RGE A | 4550
HA4APSB/21 | 1"(25MM)PNEUM.PRES.REG.W/ELEC SHUT-OFF,OPEN,RG A | 1362
HA4APSB/31 | 1-1/4"(32mm)PNEUM PRES REG.ELEC SHUT-OFF,OPEN,RG.A | 1584
HA4APSB/81 | 4"(100mm)PHEUN.PRES.REG.w/SHUT-OFF,OPEN RG.A | 4719
HA4APSBZ/21 | 1"(25MM)PNEUM PRES.W/ELECT.SHUT-OFF,OPEN,RG.A,PLTD | 1468
HA4APSZ/71 | 3"(80MM)PNEUM PRES.REG.W/ELECT SHUT-OFF,RG.A, PLTD | 3573
HA4AQ/01 | 3/4"(20MM)ELECT CONT REG. RANGE Q1: 0-87 PSIG | 674
HA4AQ/21 | 1"(25MM)ELEC.CONT REG. RANGE Q1: 0-87 PSIG | 809
HA4AQ/31 | 1-1/4" (32MM) ELECT CONTR REG. RANGE Q1:0-87 PSIG | 1031
HA4AQ/41 | 1-1/2"(40MM)ELEC.CONTROLLD REG. RG Q1:0-87PSIG | 1420
HA4AQ/51 | 2"(50MM)ELECT.CONT REG RANGE Q1: 0-87 PSIG | 1628
HA4AQ/61 | 2-1/2"(65MM) ELECT CONTROLLD REG RG Q1:0-87PSIG | 2048
HA4AQ/71 | 3"(80MM)ELEC.CONT REG. RANGE Q1: 0-87 PSIG | 2843
HA4AQ/81 | 4"(100MM)ELEC.CONT REG. RANGE Q1: 0-87 PSIG | 4166
HA4AQ/A1 | 3/4" (20MM) HA4AQ PRESS REGULATOR W/25% RED PORT, | 674
HA4AQ/B1 | 3/4"(20MM)ELEC.CONT REG.. RG.Q:0-87 PSIG,W/50%RED. | 674
HA4AQS/01 | 3/4"(20MM)ELEC CONT.REG. W/ELEC SHUTOFF,Q1:0-87PSI | 1058
HA4AQS/21 | 1"(25MM)ELECT CONT.REG W/ELEC.SHUT-OFF,Q1:0-87PSIG | 1193
HA4AQS/41 | 1-1/2"(40MM)ELECT REG W/ ELEC SHUT-OFF,Q-1-0-87 PS | 1804
HA4AQS/51 | 2"(50MM)ELECT CONT.REG. W/ELECT.SHUT-OFF,Q1:0-87PS | 2012
HA4AQS/61 | 2-1/2"(65MM)ELECTRNIC CON REG W/ELECT SHUTOFF Q1:0 | 2432
HA4AQS/71 | 3"(80MM)ELECTRONIC CONT. W/ELEC.SHUT-OFF,Q1:0-87PS | 3227
HA4AQS/81 | 4"(100MM)ELEC CONT.REG. W/ELEC.SHUT-OFF,RG.Q1:0-87 | 4550
HA4AR/01 | 3/4"(20MM) MAIN REGULATOR ONLY FOR REMOTE PILOT | 542
HA4AR/21 | 1"(25MM) MAIN REGULATOR ONLY FOR REMOTE PILOT | 677
HA4AR/41 | 1-1/2"(40MM) MAIN REGULATOR ONLY FOR REMOTE PILOT | 1288
HA4AR/51 | 2"(50MM) MAIN REGULATOR ONLY FOR REMOTE PILOT | 1496
HA4AR/61 | 2-1/2"(65MM) MAIN REGULATOR ONLY FOR REMOTE PILOT | 1916
HA4AR/71 | 3"(80MM) MAIN REGULATOR ONLY FOR REMOTE PILOT | 2711
HA4AR/81 | 4"(100MM) MAIN REGULATOR ONLY FOR REMOTE PILOT | 4034
HA4AR/B1 | 3/4"(20MM)50%RED PORT MAIN REG.FOR REMOTE PILOT | 542
HA4AS-4/31 | 1-1/4"(32MM)REG.W/ ELECTRIC SHUT-OFF(4-BOLT) | 1373
HA4AS-4Z/31 | PRESS REG,1-1/4" 4-BOLT R/A PLT | 1479
HA4AS/01 | 3/4"(20MM) REG. WITH ELECTRIC SHUT-OFF, RANGE A | 926
HA4AS/03 | 3/4"(20MM) REG. WITH ELECTRIC SHUT-OFF, RANGE B | 926
HA4AS/05 | 3/4"(20MM) REG. WITH ELECTRIC SHUT-OFF, RANGE V | 1150
HA4AS/21 | 1"(25MM) REG. WITH ELECTRIC SHUT-OFF,RG A | 1061
HA4AS/23 | 1"(25MM) REG. WITH ELECYTRIC SHUT-OFF, RANGE B | 1061
HA4AS/25 | 1"(25MM) REG. WITH ELECTRIC SHUT-OFF, RANGE V | 1285
HA4AS/31 | 1-1/4"(32MM) REG.WITH ELECTRIC SHUT-OFF, RANGE A | 1283
HA4AS/31E | 1-1/4"(32MM)REG.WIDEOPEN,RG.A CE-CAT.I,MOD.A,EF100 | 1283
HA4AS/33 | 1-1/4"(32MM)REG.W/ ELECTRIC SHUT-OFF,RG.B | 1283
HA4AS/35 | 1-1/4"(32MM)REG.W/ ELECTRIC SHUT-OFF RANGE V | 1507
HA4AS/36E | 1-1/4"(32MM) ELEC.SHUT-OFF,RG.D,CE-CATI,MODA EF100 | 1283
HA4AS/41 | 1-1/2"(40MM)PRESS REG.W/ ELECTRIC SHUT-OFF RG. A | 1672
HA4AS/41E | 1-1/2"(40MM)REG.ELC.SHT-OFF,RG.A,CATII,MODH,EF101 | 1672
HA4AS/43 | 1-1/2"(40MM)REG.W/ ELECTRIC SHUT-OFF,RG.B | 1672
HA4AS/43E | 1-1/2"(40MM)REG W/ELEC SO,RG B,CATII,MODH,EF101 | 1672
HA4AS/45 | 1-1/2"(40MM)REG.W/ ELECTRIC SHUT-OFF, RANGE V | 1896
HA4AS/46E | 1-1/2"(40mm)ELEC SHUT-OFF RG.D,CE-CATII,MODH,EF101 | 1672
HA4AS/51 | 2"(50MM) REGULATOR WITH ELECT. SHUT-OFF, RANGE A | 1880
HA4AS/51E | 2"PRESS REG,W/SHUT-OFF R/A CE-CAT.II,MOD H,EF101 | 1880
HA4AS/53 | 2"(50MM) REGULATOR WITH ELECT. SHUT-OFF, RANGE B | 1880
HA4AS/53E | 2"50MM)PRES.REG.WIDEOPEN,R.B CE-CAT.II,MOD.H,EF101 | 1880
HA4AS/55 | 2"(50MM) REGULATOR WITH ELECT. SHUT-OFF, RANGE V | 2104
HA4AS/61 | 2-1/2"(65MM)REG.W/ ELECTRIC SHUT-OFF RANGE A | 2300
HA4AS/63 | 2-1/2"(65MM)REG.W/ ELECTRIC SHUT-OFF,RG.B | 2300
HA4AS/65 | 2-1/2"(65MM)PRESS REG W/ ELECTRIC SHUT-OFF,RANGE V | 2524
HA4AS/71 | 3"(80MM) REGULATOR WITH ELECT. SHUT-OFF, RANGE A | 3095
HA4AS/73 | 3"(80MM)REGULATOR WITH ELECTRIC SHUT-OFF, RANGE B | 3095
HA4AS/75 | 3"(80MM) REGULATOR WITH ELECT. SHUT-OFF, RANGE V | 3319
HA4AS/76 | 3"(80MM) REGULATOR WITH ELECT. SHUT-OFF, RANGE D | 3095
HA4AS/81 | 4"(100MM)PRES REG. WITH ELECTRIC SHUT-OFF, RANGE A | 4418
HA4AS/83 | 4"(100MM)REG.W/ELECTRIC SHUT-OFF, RANGE B | 4418
HA4AS/85 | 4"(100MM)REGULATOR,W/ELECTRIC SHUT-OFF, RANGE V | 4642
HA4AS/86 | 4"(100MM)PRES REG. WITH ELEC SHUT-OFF, RG D | 4418
HA4AS/A1 | 3/4"(20MM)REG.W/ELECT SHUT-OFF,RG A,25%RED.PORT | 926
HA4AS/A3 | 3/4"(20MM)REG W/ELEC SHUTOFF,W/25%RED.PORT,RG.B | 926
HA4AS/B1 | 3/4"(20MM)REG.W"ELECT SHUT-OFF,RG.A,50%RED PORT | 926
HA4AS/B3 | 3/4"(20MM)REG.W/ELEC SHUTOFF,RG B,50%RED.PORT | 926
HA4AS/B5 | 3/4"(20MM)REG.W/ELEC SHUT-OFF, RG.V,50%RED PORT | 1150
HA4ASB-4/31 | 1-1/4"REG.W/ELEC SHUT-OFF W/WIDE OPEN RGE.A,4-BLT | 1542
HA4ASB/01 | 3/4"(20MM)REG.W/ELEC SHUT-OFF,WIDE OPEN,RG A | 1095
HA4ASB/03 | 3/4"(20MM)REG.W/ELEC SHUT-OFF,WIDE OPEN,RG B | 1095
HA4ASB/21 | 1" (25MM) REG W/ELECT SHUT-OFF,WIDE OPEN,RG: A | 1230
HA4ASB/31 | 1-1/4"(32MM)REG W/ELEC. SHUT-OFF,WIDE OPEN,RG A | 1452
HA4ASB/35 | 1-1/4"(32MM)REG W/ELEC SHUT-OFF,WIDE OPEN,RG.V | 1676
HA4ASB/41 | 1-1/2"(40MM)REG W/ELEC. SHUT-OFF,WIDE OPEN,RG A | 1841
HA4ASB/41E | 1-1/2"(40MM)REG.WO,ELEC SO,RG.A,CATII,MODH,EF101 | 1841
HA4ASB/46 | 1 1/2" (40MM) REG W/ ELECT SHUT-OFF , WIDE OPEN, R | 1841
HA4ASB/51 | 2" (50MM) REG WITH ELEC SHUT-OFF,WIDE OPENING RG.A | 2049
HA4ASB/53 | 2" (50MM) REG WITH ELEC SHUT-OFF,WIDE OPEN,RG.B | 2049
HA4ASB/53E | 2"(50mm)REG.ELECT,WO. RGB CE-CAT.II,MODA,EF101 | 2049
HA4ASB/61 | 2-1/2"(65MM)REG.W/ELECT. SHUT,OFF,WIDE OPEN.RG A | 2469
HA4ASB/61E | 2-1/2"(65mm)REG,RG.B,ELEC,WO,CE-CAT.II,MODA,EF101 | 2469
HA4ASB/71 | 3"(80MM) REG W/ELECTRIC SHUT-OFF,WIDE OPENING RG.A | 3264
HA4ASB/81 | 4"REG.W/ELECT.SHUT-OFF,W/WIDE OPEN,RG.A | 4587
HA4ASB/A1 | 3/4"(20MM)REG.W/ELEC. S/O WD OPEN 25% RED.PT,RGE.A | 1095
HA4ASB/B1 | 3/4"(20MM)REG.W/ELEC.SHUTOFF WIDEOPEN,50%RED.PORT, | 1095
HA4ASBZ/01 | 3/4"(20MM)REG. ELEC SHUT-OFF,WIDE OPEN,RG.A,PLTD | 1201
HA4ASBZ/31 | 1-1/4"(32MM)REG.ELEC SHUT-OFF,WIDE OPEN,RG.A PLTD | 1558
HA4ASBZ/51 | 2"(50MM)REG. ELECT.SHUT-OFF, WIDE OPEN.PLTD. | 2239
HA4ASNO/01 | 3/4"(20MM) REG W/ELEC SO, RG.A NORMALLY OPEN | 1147
HA4ASNO/21 | 1"(25MM) REG W/ ELEC SHUT-OFF, RG.A NORMALLY OPEN | 1282
HA4ASX/21 | 1"(25MM)REG.W/ELEC SO,RG.A,EXPL PROOF,115V | 1958
HA4ASX/35 | 1-1/4"(32MM)REG.W/ELEC SO,RG.V,EXPL PROOF,115V | 2404
HA4ASX/45 | 1-1/2"(40MM)REG.W/ELEC SO,RG.V,EXPL PROOF,115V | 2793
HA4ASX/51 | 2"(50MM)REG W/ELEC SHUT RG.A, 115V EXP PROOF | 2777
HA4ASX/61 | 2-1/2"(65mm)REG W/ELEC SHUT RGA, EXP 115V | 3197
HA4ASX/65 | 2-1/2"(65MM) REG ELEC SHUT-OFF RG V EXP PROOF 115V | 3421
HA4ASX/71 | 3"(80MM)PRESS REG W/ELEC SHUT-OFF RG.A EXP PROOF | 3992
HA4ASX/73 | 3"(80MM) REG W/ELEC SHUT RG.B 115V EXP PROOF | 3992
HA4ASX/75 | 3"(80MM) REG,ELEC SHUTOFF RG.V W/EXPL PROOF 115V | 4216
HA4ASX/81 | 4"(100MM) REG W/ELEC SHUT RG A 115V EXP PROOF | 5315
HA4ASX/85 | 4"(100mm)REG W/ ELEC SHUT RG.V, EXP PRF 115V | 5539
HA4ASZ-4/31 | 1-1/4"(32MM)PRESS REG W/SHUTOFF 4-BOLT, RG A,PLTD | 1479
HA4ASZ/01 | 3/4"(20MM)REG.W/ELECT.SHUT- OFF,RANGE A,PLATED | 1032
HA4ASZ/21 | PRESS REG, 1" W/ELEC SHUT-OFF R/A, PLT | 1167
HA4ASZ/31 | 1-1/4"(32MM)PRESS.REG.W/ ELEC.SHUT-OFF,RG.A,PLATED | 1389
HA4ASZ/41 | 1-1/2"(40MM)REG.W/ELECTRIC SHUT-OFF,RANGE A,PLATED | 1862
HA4ASZ/51 | 2"(50MM)PRESS REG W/ELECT SHUT-OFF,RANGE A,PLATED | 2070
HA4ASZ/55 | PRESS REG, 2" W/ELEC SHUT-OFF R/V,PLT | 2294
HA4ASZ/61 | 2-1/2"(65MM)REG.W/ ELEC SHUT-OFF,RG.A,PLATED | 2592
HA4ASZ/65 | 2-1/2"(65mm) PRESS REG.W/ELEC SHUT-OFF,RG.V,PLTD | 2816
HA4ASZ/71 | 3"(80MM)PRESS.REG.W/ ELECT.SHUT-OFF,RG.A,"PLATED" | 3441
HA4ASZ/75 | 3"(80MM)PRESS REG.W/ELEC.SHUT-OFF,RG.V,PLATED | 3665
HA4ASZ/81 | 4"(100MM)PRESS.REG.W/ELEC SHUT-OFF,RG.A,PLATED | 4925
HA4AZ/01 | 3/4"(20MM)PRESSURE REGULATOR RANGE A,"PLATED" | 648
HA4AZ/03 | REG,3/4" PRESSURE R/B,PLT | 648
HA4AZ/21 | 1"(25MM)PRESSURE REGULATOR RANGE A, "PLATED" | 783
HA4AZ/23 | REGULATOR,1"PRESS R/B,PLT | 783
HA4AZ/31 | 1-1/4"(32MM)PRESSURE REGULATOR RANGE A, "PLATED" | 1005
HA4AZ/33 | REG.,1-1/4"PRESS R/B,PLT | 1005
HA4AZ/41 | 1-1/2"(40MM)PRESSURE REGULATOR RANGE A, "PLATED" | 1478
HA4AZ/43 | REG.,1-1/2" PRESS R/B,PLT | 1478
HA4AZ/51 | 2"(50MM)PRESSURE REGULATOR RANGE A, "PLATED" | 1686
HA4AZ/61 | 2-1/2"(65MM)PRESSURE REGULATOR RG. A,PLT | 2208
HA4AZ/71 | 3"(80MM)PRESSURE REGULATOR RANGE A,"PLATED" | 3057
HA4AZ/81 | 4"(100MM)PRESSURE REGULATOR RANGE A, "PLATED" | 4541
HA4AZ/A1 | 3/4"(20MM)PRESS REG, RGE A,"PLTD",25%RED.PT | 648
HA4AZ/B1 | 3/4"(20MM)PRESS REG RGE A,"PLTD",50%RED.PT | 648
HA4W/0101 | 3/4"(20mm) PRESS REG.WELD IN LINE,RG A 3/4"SW CON | 792
HA4W/0121 | 3/4" (20mm) PRESS REG.WELD-IN-LINE,RG.A 1" SW CONN | 792
HA4W/0301 | 3/4"(20mm)PRESS REG WELD-IN-LINE RG.B 3/4" SW CONN | 792
HA4W/2121 | 1"(25mm)REGULATOR RG. A WELD IN-LINE 1"SW CONN | 966
HA4W/2131 | 1"(25MM)REGULATOR RG A. WELD-IN-LINE 1-1/4 SW CONN | 966
HA4W/2321 | 1"(25mm)REGULATOR RG. B WELD IN-LINE 1" SW CONN | 966
HA4W/2331 | 1"(25MM)REGULATOR RG B. WELD-IN-LINE 1-1/4 SW CONN | 966
HA4W/3131 | 1 1/4"(32MM)PRESS RG A WELD IN LINE1-1/4" SW CON | 1218
HA4W/3331 | 1-1/4"(32MM)PRESS REG,RG B WELD-IN 1-1/4" SW CON | 1218
HA4W/4141 | 1-1/2" (40MM) PRESS REG RG.A W/1-1/2" WELD-IN-LINE | 1679
HA4W/4151 | 1-1/2"(40MM)PRESS REG. RG.A WELD-IN-LINE 2"SW CONN | 1679
HA4W/51 | 5"(125MM)PRES.REG.BW.RG.A | 7209
HA4W/5151 | 2" (50MM) PRESS REG RG A WELD IN LINE 2" SW CONN | 1933
HA4W/51E | 5"(125MM)PRES.REG.BW.RG.A CE-CAT.III MOD.H.EF102 | 7209
HA4W/53 | 5"(125MM) PRESSURE REG. BUTT WELD END, RANGE B | 7209
HA4W/5351 | 2" (50MM)PRESS REG RG.B WELD IN LINE 2" SW CONN | 1933
HA4W/53E | 5"(125mm)PRES.REG.RG.B.BW.CE-CATIII,MODH.EF102 | 7209
HA4W/55 | 5"(125MM) PRESSURE REGULATOR BW, RANGE V | 7433
HA4W/56E | 5"(125MM) PRESS REG BW RG.D CE-CATIII MOD.H EF102 | 7209
HA4W/61 | 6"(150MM)PRESS. REG. RG.A, BW | 12239
HA4W/6161 | 2-1/2"(65mm)PRES. WELD IN-LINE,RG.A,2-1/2" SW CON | 2538
HA4W/61E | 6"(150MM)PRESS REG RG. A BW CE-CATIII MODH EF102 | 12239
HA4W/63 | 6"(150MM) PRESSURE REG. BUTT WELD END, RANGE B | 12239
HA4W/6361 | 2-1/2"(65mm)PRESS REG.RG.B,WELD-IN 2-1/2" SW CON | 2538
HA4W/63E | 6" (150MM) PRESS REG RG. B BW CE-CATIII MODH EF102 | 12239
HA4W/65 | 6"(150MM) PRESSURE REGULATOR BW, RANGE V | 12463
HA4W/66E | 6"(150MM)PRESS REG RG.D BW CE-CAT III,MOD.H. EF102 | 12239
HA4W/7172 | 3" (80MM) PRESS REG, RG A WELD-IN 3" BW | 3503
HA4W/7372 | 3"(80MM)PRESS REG RG.B WELD-IN-LINE 3"BW CONN | 3503
HA4W/8182 | 4" (100MM) PRESS REG WELD IN LINE RG A, 4" BW CONN | 5098
HA4W/8382 | 4" (100MM) PRESS REG WELD IN LINE RG B, 4" BW CONN | 5098
HA4WB/3131 | 1-1/4"(32MM)PRESS REG RG.A WIDE OPEN,1-1/4" SW CO | 1602
HA4WB/4141 | 1-1/2"(40MM)PRESS REG RG.A WIDE OPEN 1-1/2" SW | 2063
HA4WB/4151 | 1-1/2"(40MM)PRESS ELEC WIDE OPEN 2"SW WELD-IN-LINE | 2063
HA4WB/51 | 5"(125MM)REG.W/WIDE OPN FEATURE,BW END,RANGE A | 7593
HA4WB/5151 | 2"(50MM)WIDE OPEN, RGA, WELD-IN SW 2" CON | 2317
HA4WB/53 | 5"(125MM)REG W/WIDE OPEN FEATURE,BW,RG B | 7593
HA4WB/5351 | 2"(50MM)REG WIDE OPEN,RG B WELD-IN-LINE 2" SW CONN | 2317
HA4WB/53E | 5"(125MM)REG.WIDE OPEN,RG.B CE-CAT.III,MOD.H,EF102 | 7593
HA4WB/56 | 5"(125MM)PRESS REG W/WIDE OPEN FEATURE,BW,RG.D | 7593
HA4WB/61 | 6"(150MM)REG W/WIDE OPEN FEATURE,BW,RG A | 12623
HA4WB/61E | 6"(150MM )WIDE OPEN, BW ,RG.A CE-CATIII MODH EF102 | 12623
HA4WB/7172 | 3" (80MM) REG WIDE OPEN, RG.A, WELD-IN-LINE, 3" BW | 3887
HA4WB/8182 | 4"(100MM)REG WIDE OPEN,RG.A,WELD-IN-LINE,4" BW | 5482
HA4WBK/3131 | 1-1/4(32MM)REG,RG.A,WIDE OPEN,RESEAT RLF,1-1/4"SW | 1688
HA4WBK/4141 | 1-1/2"(40MM)REG,RG.A,WIDE OPEN,RESEAT RLF,1-1/2"SW | 2149
HA4WBK/5151 | 2" (50MM) REG, RG.A, WIDE OPEN, RESEAT RLF, 2" SW | 2403
HA4WBL/51 | 5"(125MM)DIFFERENTL PRESS REG. W/WIDE OPEN,BW,RG.A | 7859
HA4WBL/53 | 5" (125MM) DIFF PRESS REG W/WIDE OPEN, BW RANGE B | 7859
HA4WBL/61 | 6"(150MM)DIFF.PRESS.REG.W/WIDE OPEN,BW END.RG.A | 12889
HA4WBL/7172 | 3"(80MM)PNEUM DIFF PRES REG,WIDE OPEN,RG.A,3" BW | 4153
HA4WBL/8182 | 4"(100MM)PNEUM DIFF PRES REG,WIDE OPEN,RG.A,4" BW | 5748
HA4WBLNO/51 | 5"(125MM)DIFF PRESS,WIDEOPEN,NORMALLY OPEN,BW,RG.A | 8080
HA4WBLNO/51E | 5"(125MM)DIFF REG,NORM OPEN,CE-CATIII.MOD.H EF102 | 8080
HA4WBZ/5151 | 2" (50MM) REG WIDE OPEN, RG.A, WELD-IN, 2" BW, PLT | 2539
HA4WBZ/7172 | 3"(80MM)REG WIDE OPEN,RG.A,WELD-IN,3" BW,PLT | 4294
HA4WBZ/7172E | 3"(80MM)REG WO,RG.A,BW,PLTD,CE-CATII,MOD.H,EF101 | 4294
HA4WD/0101 | 3/4"(20mm)DUAL PRES RG.A WELD IN-LINE 3/4"SW CONN | 1586
HA4WD/2121 | 1"(25MM) DUAL PRESSURE REG WELD-IN-LINE 1" SW CONN | 1760
HA4WD/4141 | 1-1/2" (40MM) DUAL PRESS REG, RG A, WELD IN LINE | 2473
HA4WD/51 | 5"(125MM)DUAL PRESS REG. BW END,RG.A/A | 8003
HA4WD/5151 | 2"(50mm) DUAL PRES RG.A,WELD-IN-LINE 2" SW CONN | 2727
HA4WD/51E | 5"(125mm)DUAL PRES.BW,RG.A/A CE-CATII,MODH,EF102 | 8003
HA4WD/54E | 5"(125MM)DUAL PRESS,BW,RG B/B CE-CATIII MODH.EF102 | 8003
HA4WD/55 | 5"(125mm)DUAL PRESS REG. BW END RANGE V/V | 8451
HA4WD/56 | 5"(125MM) DUAL PRESS REG.BW END, RG V/A | 8227
HA4WD/61 | 6"(150MM)DUAL PRES REG. BW END,RG.A/A | 13033
HA4WD/6161 | 2-1/2"(65MM) DUAL PRESS REG, WELD-IN LINE 2-1/2 SW | 3332
HA4WD/64 | 6"(150MM)DUAL PRESS REG. BUTT WELD END,RG B/B | 13033
HA4WD/65 | 6"(150MM)DUAL PRES REG. BW END,RG V/V | 13481
HA4WD/7172 | 3"(80MM) DUAL PRESSURE REG WELD-IN-LINE 3" BW CONN | 4297
HA4WD/8182 | 4"(100MM)DUAL PRESS REG,RG A/A,WELD-IN,4" BW CONN | 5892
HA4WD/B101 | 3/4"(20MM)DUAL REG RG.A,WELDIN,50%RED,3/4" SW CON | 1586
HA4WDD/51 | 5" THREE PRESSURE REGULATOR, RANGE A/A/A | 8797
HA4WDD/61 | 6" THREE PRESSURE REGULATOR, RANGE A/A/A | 13827
HA4WDD/8182 | 4"(100MM)THREE PRES REG,RG A/A/A,WELD-IN,4"BW CONN | 6686
HA4WDK/6161 | 2-1/2"(65MM)DUAL PRESS,RESEAT RELIEF,WELD 2-1/2 SW | 3418
HA4WDM/3131 | 1-1/4" (32MM)DUAL PRESS REG, ELEC COMP,1-1/4"SW | 3269
HA4WDM/4141 | 1-1/2"(40mm)DUAL PRES REG, ELEC COMP, 1-1/2" SW | 3730
HA4WDM/4151 | 1-1/2"(40MM)DUAL PRESS REG,WELD-IN-LINE RG.A 2"SW | 3730
HA4WDM/51 | 5"(125MM)ELECTRIC MOTOR COMP. DUAL REG, RG.A/A | 9260
HA4WDM/5151 | 2" (50MM) DUAL REG; MOTOR COMP, 2" SW CONN | 3984
HA4WDM/61 | 6"(150MM)ELEC MTR COMP. DUAL REG,RG.A/A | 14290
HA4WDM/6161 | 2-1/2" (50MM) DUAL REG, MOTOR COMP, 2-1/2" SW CONN | 4589
HA4WDMS/51 | 5"(125MM)ELECTRC MOTOR COMP. DUAL REG,W/ELECT.SHUT | 9644
HA4WDP/51 | 5"(125MM)PNEUM COMP.DUAL PRES REG.BW,RG.A/A | 8135
HA4WDP/61 | REGULATOR, 6" DUAL PNEUM.R/A-A | 13165
HA4WDPZ/2121 | 1"(25MM)PNEUM COMP DUAL PRESS REG RG.A/A 1"SW,PLTD | 2017
HA4WDQ/51 | 5"(125MM)ELECT DUAL REG BW Q1:0-87PSIG,RG A | 8135
HA4WDQ/5151 | 2"(50MM)ELECT DUAL REG RG.A,BW,Q1:0-87 PSIG | 2859
HA4WDQ/61 | 6"(150MM)ELEC DUAL REG.RG.A Q1:0-87 PSIG,BW | 13165
HA4WDQS/51 | 5"(125MM)DUAL REG,ELEC,RG.Q1:0-87PSIG,RG.A,BW | 8519
HA4WDS/2121 | 1"(25MM)DUAL PRESS REG. W/ ELECT SO,WELD-IN,RG A/A | 2144
HA4WDS/2131 | 1"(25MM) DUAL PRESS W/ELEC SHUT-OFF 1-1/4" SW CONN | 2144
HA4WDS/51 | 5"(125MM)DUAL REG.W/ ELECT.SHUT-OFF,RG.A/A | 8387
HA4WDS/61 | 6" (150MM) DUAL REG.W/ ELECT.SHUT-OFF, RG.A/A | 13417
HA4WDZ/51 | 5"(125MM)DUAL PRESSURE REG. RANGE A/A,PLTD | 9168
HA4WDZ/61 | 6"(150MM)DUAL PRESSURE REG. RANGE A/A, PLTD | 14297
HA4WK/0101 | 3/4"(20mm)RESEAT RLF RG.A,WELD IN-LINE 3/4"SW CON | 878
HA4WK/2121 | 1"(25mm) RESEATING RG.A WELD IN-LINE 1" SW CONN. | 1052
HA4WK/2131 | 1"(25MM)RESEAT RLF REG,RG A,WELD-IN 1 1/4" SW | 1052
HA4WK/3131 | 1-1/4"(32mm)RESEAT RLF,RGA,WELD-IN 1-1/4"SW | 1304
HA4WK/3331 | 1 1/4"(32MM)RESEAT RLF, RG B,WELD-IN 1-1/4" SW | 1304
HA4WK/4141 | 1-1/2"(40MM)RESEAT RLF RG A, WELD-IN 1 1/2" SW | 1765
HA4WK/51 | 5"(125MM)RES.REL.REG.BW RG A:SET@70 PSIG | 7295
HA4WK/5151 | 2" (50MM) RESEAT RLF RG.A,WELD-IN,2" SW CONN | 2019
HA4WK/6061 | 2-1/2"(65MM)RESEAT REG,LESS PILOT,WELD IN,2-1/2"SW | 2624
HA4WK/61 | 6"(150MM)RES.REL.REG.BW RG A:SET@70 PSIG | 12325
HA4WK/6161 | 2-1/2"(65mm)RESEAT RELF RG A,WELD IN,2-1/2" SW | 2624
HA4WK/B101 | 3/4"(20mm)RESEAT RLF RG.A,50% REDUCED 3/4"SW CONN | 878
HA4WKZ/0101 | 3/4"(20mm)RESEAT.RG.A,WELD IN-LINE 3/4"SW CON,PLTD | 1003
HA4WKZ/2121 | 1"(25mm)RESEATING.RG.A,WELD IN-LINE 1"SW CONN,PLTD | 1177
HA4WKZ/51 | 5"(125MM) RESEATING RELIEF REG. RANGE A, "PLATED" | 8460
HA4WL/0101 | 3/4"(20MM)PRESS REG RG.A WELD-IN-LINE 3/4"SW CONN | 1058
HA4WL/4141 | 1-1/2" (40MM) DIFF PRESS REG RG.A,1-1/2" SW CONN | 1945
HA4WL/51 | 5"(125MM)DIFF PRESS REG.RG A BUTT WELD END | 7475
HA4WL/51E | 5"(125MM)DIFF PRESS REG.RG A BW CATIII MOD.H EF102 | 7475
HA4WL/61 | 6"(150MM)DIFFERENTIAL PRESS REG,RG A,BW | 12505
HA4WL/8182 | 4"(100MM)DIFF PRES REG,WELD IN,RG A,4" BW CONN | 5364
HA4WM/51 | 5"(125)ELECT MOTOR COMPENSATED REGULATOR,RG. A | 8466
HA4WM/51E | 5"(125mm)HA4WM MTR.COMP.REG.RG.A,CATIII,MODH,EF102 | 8466
HA4WM/61 | 6"(150MM)ELECTRIC MOTOR COMP. REGULATOR, RANGE A | 13496
HA4WMS/51 | 5"(125MM)ELECT MOTOR COMPENSATD REG W/ELEC SHUT-OF | 8850
HA4WMS/61 | 6"(150MM)ELEC MOTOR COMPENSATE REG W/ELEC SHUT-OFF | 13880
HA4WO/0101 | 3/4"(20MM)PRESS REG RG.V,3/4" SW WELD-IN-LINE | 1192
HA4WO/2121 | 1"(25MM)PRESS REG. RG.V WELD-IN-LINE 1" SW CONN | 1366
HA4WO/4141 | 1-1/2"(40MM)OUTLET PRES RG.V,WELD-IN,1-1/2"SW CONN | 2079
HA4WO/51 | 5"(125mm)OUTLET PRESSURE REGULATOR, RG. V | 7609
HA4WO/5151 | 2"(50mm)OULET PRES REG.RGV,WELD-IN-LINE 2" SW CONN | 2333
HA4WO/53 | 5"(125MM)OUTLET PRESSURE REGULATOR, RANGE B | 7609
HA4WO/5351 | 2"(50mm)OULET PRES REG.RGB,WELD IN-LINE 2" SW CONN | 2333
HA4WO/61 | 6"(150MM) OUTLET PRESSURE REGULATOR RANGE V | 12639
HA4WO/6161 | 2-1/2"(65mm)OUTLET PRESS REG RG.V,WELD-IN 2-1/2"SW | 2938
HA4WO/63 | 6" (150MM) OUTLET PRESSURE REGULATOR RANGE B | 12639
HA4WO/7172 | 3"(80MM)OUT PRESS REG RG.V WELD-IN-LINE 3" BW | 3903
HA4WO/7372 | 3"(80MM)OUT PRESS REG RG.B WELD-IN-LINE 3" BW | 3903
HA4WO/8382 | 4"(100MM)OUT PRESS REG RG.B,WELD-IN,4" BW CONN | 5498
HA4WOA/61 | 6"INLET/OUTLET REGULATOR,RG.A/V | 13226
HA4WOAS/3131 | 1-1/4"(32MM)IN/OUT PRES RGV WELD-IN ELEC,1-1/4" SW | 2844
HA4WOAS/51 | 5"INLET/OUTLET REG.W/ELEC SHUT-OFF,RG.A/V | 8835
HA4WOE/61 | 6"(150MM) OUTLET PRESSURE REG W/EXT EQUALIZED RG.V | 12639
HA4WOE/B101 | 3/4"(20MM) OUT PRES REG,RANGE V,50% RED,3/4" SW | 1192
HA4WOES/51 | 5"(125mm)REG,W/ELECT S/O, W/EXTERN EQZ. RG.V | 7993
HA4WOESX/5151 | 2"(50MM) REG W/ELEC S/O EXT EQZ EXPL PRF 115V RG.V | 3614
HA4WOS/2121 | 1"(25mm)OULET ELEC RG.V WELD INLINE 1" SW CONN | 1750
HA4WOS/2321 | 1"(25mm)OULET ELEC RG.B WELD INLINE 1" SW CONN | 1750
HA4WOS/2331 | 1" (25MM) OUTLET PRESS REG RG B. 1-1/4" SW CONN | 1750
HA4WOS/3131 | 1-1/4"(32MM)OUTLET PRES RG V. WELD-IN 1/4" SW | 2002
HA4WOS/51 | 5"(125mm)OUTLET REG.W/ELEC SHUT-OFF RG V | 7993
HA4WOS/5151 | 2" (50MM) OUTLET REG W/ELEC SHUT-OFF WELD-IN 2" SW | 2717
HA4WOS/5151E | 2"(50MM)OUTLET WELD-IN 2"SW CE-CATIII MOD.H EF102 | 2717
HA4WOS/7172 | 3"(80MM)OUTLET PRES REG RG.A, ELEC SO,3" BW | 4287
HA4WOS/7372 | 3"(80MM)OUTLET PRES REG RG B,ELEC SO,3" BW | 4287
HA4WOSZ/6161 | 2-1/2"(65MM)OUTLT REG W/ELECT SO,2-1/2"SW RG.V,PLT | 3663
HA4WP/51 | 5"(125MM)PNEUM COMPEN. PRESS. REGULATOR,RG.A | 7341
HA4WPS/51 | 5"(125MM)PNEU.COMP.PRESURE REG W/ELEC SHUTOFF,RG A | 7725
HA4WPSX/2121 | 1"(125MM)PNEU.COMP REG,RG.A,ELEC SO,EXPL PRF,115V | 2379
HA4WQ/2121 | 1"(25MM)ELEC CONT REG. RG Q1:0-87 PSIG BW,1"SW | 1098
HA4WQ/51 | 5"(125MM)ELEC CONTROLLED REG. RNG Q1:0-87PSIG BW | 7341
HA4WQ/61 | 6"(150MM) ELECT.CONTR REG. RGE Q1: 0-87 PSIG | 12371
HA4WQ/7172 | 3"(80mm)ELEC CNT.RG.Q1:0-87 WELD IN-LINE 3"BW CONN | 3635
HA4WQ/8182 | 4"(100mm)ELEC CNT.RG.Q1:0-87 WELD IN-LINE 4"BW CON | 5230
HA4WQS/51 | 5"(125MM)ELECT CON. REG. W/ELECT.SHUT-OFF,Q1:0-87P | 7725
HA4WR/5 | 5"(125MM)REMOTE OPERATED PRESSURE REGULATOR | 7209
HA4WR/6 | 6" (150MM) REMOTE OPERATED PRESSURE REGULATOR | 12239
HA4WR/8182 | 4"(100MM)MAIN REG W/REMOTE PILOT 4"BW WELD-IN-LINE | 5098
HA4WS/0101 | 3/4"(20mm)ELEC SHUT,RG.A,WELD IN-LINE 3/4"SW CON | 1176
HA4WS/2121 | 1"(25mm)REG ELEC WELD IN-LINE RG.A. 1" SW CONN. | 1350
HA4WS/3131 | 1-1/4"(32mm)ELEC WELD IN-LINE RG.A 1-1/4" SW CONN | 1602
HA4WS/4141 | 1-1/2"(40MM)PRES REG RG.A,ELEC,1-1/2" SW CONN | 2063
HA4WS/4151 | 1-1/2"(40MM)REG ELEC WELD-IN-LINE RG.A,2" SW CONN | 2063
HA4WS/51 | 5"(125MM) REG.W/ELECT SHUT-OFF,BW.END,RGE.A | 7593
HA4WS/5151 | 2"(50MM)REGULATOR RG.A ELEC SO WELD-IN 2" SW CONN | 2317
HA4WS/55 | 5"(125MM)REGULATOR W/ELECTRIC SHUT-OFF,RANGE V | 7817
HA4WS/61 | 6"(150MM)REG.WITH ELEC SHUT-OFF,BW END,RG A | 12623
HA4WS/6161 | 2-1/2"(65mm)ELEC ,WELD IN-LINE,RG.A,2-1/2" SW CONN | 2922
HA4WS/63 | 6"(150MM)REG.W/ELECT. SHUT-OFF,BW END,RG.B | 12623
HA4WS/7172 | 3"(80mm)PRESS REG.RG.A,ELEC.WELD IN-LINE 3"BW CONN | 3887
HA4WS/8182 | 4"(100mm)PRESS REG. RG.A WELD IN-LINE 4" BW CONN | 5482
HA4WSB/0101 | 3/4"(20mm)RG.A ELEC SO,WIDE OPEN,WELD-IN,3/4"SW | 1345
HA4WSB/61 | 6"(150mm)REG.W/ELEC SHUT-OFF,WIDE OPEN,RG.A | 12792
HA4WSBZ/3131 | 1-1/4"(32MM)REG RG.A ELEC SO,WO,1-1/4" SW,PLT | 1896
HA4WSX/55 | 5"(125MM)REG W/ELEC SO,BW,RG.V,EXP PROOF 115V | 8714
HA4WZ/51 | 5"(125MM)PRESS REG BUTT WELD,RG.A,PLATED | 8374
HA4WZ/61 | REGULATOR,6"PRESS R/A,PLT | 13503
HALD | ELECT OPERATED AUTO LIQ DRAINER-115V(ASSEM) | 1768
HAP85 | INTERNAL FLOAT SWITCH 98-HAP85 | 883
HCK1/0 | 3/4" (20MM) PISTON CHECK VALVE | 427
HCK1/2 | 1" (25MM) PISTON CHECK VALVE | 454
HCK1/3 | 1-1/4" (32MM) PISTON CHECK VALVE | 687
HCK1/3E | 1-1/4"(32MM)PISTON CHECK VLV CE-CAT.I,MOD.A,EF 100 | 687
HCK1/4 | 1-1/2" (40MM) PISTON CHECK VALVE | 874
HCK1/4E | 1-1/2"(40MM)PISTON CHECK VLV CE-II,MOD.H,EF 101 | 874
HCK1/5 | 2"(50MM) PISTON CHECK VALVE | 946
HCK1/5E | 2"(50MM)PISTON CHECK VALVE,CE.CAT.II,MOD.H,EF101 | 946
HCK1/6 | 2-1/2"(65MM) PISTON CHECK VALVE | 1162
HCK1/6E | 2-1/2"(65mm)PISTON CHK.VLV CE-CAT.II,MOD H,EF101 | 1162
HCK1/7 | 3"(80MM) PISTON CHECK VALVE | 1662
HCK1/7E | 3"(80MM)PISTON CHECK VLV,CE-CAT.II,MOD.H,EF.101 | 1662
HCK1/8 | 4"(100MM) PISTON CHECK VALVE | 2568
HCK1/8E | 4"(100mm)PISTON CHECK VALVE,CAT II,MOD H,EF101 | 2568
HCK1W-5/0001 | 3/4"(20MM)PISTON CHK VLV WELD,3/4"SW CONN,5#SPRING | 676
HCK1W-5/2021 | 1"(25MM)PISTON CHK VLV,1"SW CONN,5#SPRING | 741
HCK1W/0001 | 3/4"(20MM)PISTON CHK VLV WELD IN-LINE 3/4"SW CONN | 676
HCK1W/2021 | 1"(25mm)PISTON CHK VLV WELD IN-LINE 1" SW CONN | 741
HCK1W/2031 | 1"(25MM)PISTON CHK VLV WELD IN-LINE 1-1/4" SW CONN | 741
HCK1W/3031 | 1-1/4"(32mm)PISTON CHK WELD IN-LINE 1-1/4"SW CON. | 1005
HCK1W/4041 | 1-1/2"(40MM)PISTON CK WELD IN LINE 1-1/2" SW CON | 1260
HCK1W/5 | 5"(125MM) PISTON CHECK VALVE BUTT WELD END | 5432
HCK1W/5051 | 2" (50MM) PISTON CHECK,WELD-IN LINE, 2" SW CONN | 1372
HCK1W/5E | 5"(125mm)PISTON CHK. VLV,BW,CE-CAT III,MOD H,EF102 | 5432
HCK1W/6 | 6"(150MM) PISTON CHECK VALVE BUTT WELD END | 9022
HCK1W/6061 | 2-1/2"(65mm)PISTON CHK VLV, WELD IN 2-1/2"SW | 1770
HCK1W/6E | 6"(150mm)PISTON CHK VLV,BW, CE-CATIII,MOD H,EF102 | 9022
HCK1W/7072 | 3" (80MM) HCK1W WELD IN LINE 3" BW CONN | 2430
HCK1W/8082 | 4"(100mm)PISTON CHK VLV WELD IN-LINE 4" BW CONN | 3599
HCK1Z/0 | 3/4" (20MM) PISTON CHK VLV,PLT | 492
HCK1Z/2 | 1"(25MM)PISTON CHECK VALVE "PLATED" | 519
HCK1Z/3 | 1-1/4"(32MM)PISTON CHECK VALVE PLATED | 752
HCK1Z/4 | 1-1/2"(40MM)PISTON CHECK VALVE PLATED | 1035
HCK1Z/5 | 2"(50MM)PISTON CHECK VALVE PLATED | 1108
HCK1Z/6 | 2-1/2"(65MM)PISTON CHECK VALVE "PLATED" | 1417
HCK1Z/7 | 3"(80MM)PISTON CHECK VALVE 3.2 (PLATED) | 1951
HCK1Z/8 | 4"(100MM)PISTON CHECK VALVE, PLATED | 2995
HCK2/3 | 1-1/4"(32MM)GAS POWR.SUC.STOP VLV W/1/2" SW DISC S | 811
HCK2/3E | 1-1/4"(32MM)GAS POWR SUC.STOP CE-CAT.I,MOD A,EF100 | 811
HCK2/4 | 1-1/2"(40MM) GAS PWRD STOP VLV W/1/2" SW DISC STR | 1027
HCK2/4E | 1-1/2"(40MM)GAS PWD CHK.VLV CE-CAT.II,MOD H,EF101 | 1027
HCK2/5 | 2"(50MM)GAS PWR SUC.STOP VLV,W/ 1/2"SW DISC STR | 1097
HCK2/5E | 2"(50MM)GAS PWRD CHECK VLV CE-CAT.II,MOD.H,EF 101 | 1097
HCK2/6 | 2-1/2"(65MM)GAS POW.SUC.STOP VLV W/1/2"SW DISC STR | 1473
HCK2/6E | 2-1/2"(65MM)GAS PWD CHK VLV CE-CAT.II,MOD.H,EF101 | 1473
HCK2/7 | 3"(80MM)GAS PWRD SUC.STOP VLV W/1/2"SW DISC STR | 1890
HCK2/7E | 3"(80MM)GAS PWD SUC.STOP VLV. CE-CAT.II,MOD.H,EF10 | 1890
HCK2/8 | 4"(100MM)GAS PWRD SUC.STOP VLV W/1/2"SW DISC STR | 2866
HCK2/8E | 4"(100MM)GAS PWRD STOP CHK. CE-CAT.II,MOD.H,EF101 | 2866
HCK2W/4041 | 1-1/2"(40mm)GAS PWR STOP WELD IN-LINE 1-1/2"SW CON | 1416
HCK2W/4051 | 1-1/2" (40mm) GAS PWR STOP WELD IN-LINE 2" SW CONN | 1416
HCK2W/5 | 5"(125MM)GAS POWRD SUC.STOP VLV.BW,1/2"SW DISC STR | 6231
HCK2W/5051 | 2" (50MM) HCK2W GAS CHK,WELD IN LINE 2" SW CONN | 1524
HCK2W/5E | 5"(125MM)GAS PWD SUC.VLV.BW CE.CAT.III,MOD.H,EF102 | 6231
HCK2W/6 | 6"(150MM)GAS SUCT STOP VLV BW,1/2"SW DISC STR | 9868
HCK2W/6061 | 2-1/2"(65MM)HCK2W GAS CHECK WELD-IN-LINE 2-1/2" SW | 2086
HCK2W/6E | 6"(150mm)GASSUCSTOP,1/2"DISC STR,CATIII,MODH,EF102 | 9868
HCK2W/7072 | 3"(80MM) GAS CHECK VALVE 3" BW WELD-IN-LINE CONN | 2665
HCK2W/7072E | 3"(80MM) GAS CHECK 3" BW,CE-CATII MODH EF101 | 2665
HCK2W/8082 | 4" WELD IN LINE HCK2 WITH 4" BW CONN | 3907
HCK2W/8082E | 4"(100MM) WELD-IN-LINE 4" BW CE-CATII MODH EF101 | 3907
HCK2WZ/5 | 5"GAS PWRD CHECK VLV.BW,1/2"SW DISC STR.,PLATED | 7427
HCK2WZ/5051 | 2" (50MM) GAS CHECK VLV 2" SW,PLTD | 1719
HCK2WZ/6061 | 2-1/2"(65MM)GAS CHECK VLV 2-1/2" SW,PLTD | 2392
HCK2WZ/7072 | 3"(80MM)GAS CHECK VLV 3" BW WELD-IN-LINE,PLTD | 3015
HCK2WZ/7072E | 3"(80MM) GAS CHECK 3" BW ZINC CE-CATII MOD.H EF101 | 3015
HCK2Z/3 | 1-1/4"(32MM)GAS PWRD SUC.STOP VLV.W/1/2"SW DISC ST | 918
HCK2Z/4 | 1-1/2"(40MM)GAS PWR SUC.STOP VLV,1/2"SW DISC STR,P | 1190
HCK2Z/5 | 2"(50MM)GAS PWRD SUC.STOP VLV 1/2"SW DISC STR.,"PL | 1259
HCK2Z/6 | 2-1/2"(65MM)GAS PWRD SUC.STOP VLV.1/2"SW DISC STR. | 1731
HCK2Z/7 | 3"(80MM)GAS PWRD SUC.STOP VLV.1/2"SW DISC STR.PLAT | 2180
HCK2Z/8 | 4"(100MM)GAS PWRD SUC.STOP VLV,1/2"SW DISC STR."PL | 3295
HCK4-0 | 3"(80MM)FLG.IN-LINE CHECK VLV,CATII,MODH,EF101 | 880
HCK4-0LR | 3"(80MM)GRAVITY DRAIN CK.VLV.CE-CAT.II,MOD.H,EF101 | 880
HCK4-1 | 4"(100MM)FLG.IN-LINE CHK VLV | 1434
HCK4-1LR | 4"(100MM)GRAVITY DRN CK. VLV | 1434
HCK4-2 | 5/8" (16MM) FLANGED IN-LINE CHECK VALVE | 151
HCK4-2-10 | 5/8" FLANGED IN-LINE CHECK VLV WITH 10 PSIG SPRING | 151
HCK4-2-18 | 5/8" FLANGED IN LINE CHECK VLV WITH 18 PSID SPRING | 151
HCK4-2-30 | 5/8" FLANGED IN-LINE CHECK VLV 30 PSID | 151
HCK4-3 | 3/4" (20MM) FLANGED IN-LINE CHECK VALVE | 162
HCK4-4 | 1" (25MM) FLANGED IN-LINE CHECK VALVE | 221
HCK4-5 | 1-1/4"(32MM)IN-LINE CHECK VLV CE-CAT.I,MOD.A,EF100 | 322
HCK4-6 | 1-1/4"(32MM)4-BLT,FLNG CHECK VLV | 378
HCK4-7 | 1-1/2"(40MM)FLG IN-LINE CK VLV,CATII,MODH,EF101 | 406
HCK4-8 | 2"(50MM)FLG IN-LINE CHK. VLV,CAT.II,MOD.H,EF101 | 469
HCK4-8LR | 2"(50MM)GRAVITY DRAIN CK.VLV,CE-CATII,MOD.H,EF101 | 469
HCK4-9 | 2-1/2"(65MM) IN-LINE CK.VLV.CE-CAT.II.MOD.H.EF101 | 656
HCK4Z-2 | VLV,5/8"CK IN-LINE,PLT,GRN PNT | 165
HCK4Z-3 | VLV,3/4"CK IN-LINE,PLT,GRN PNT | 177
HCK5D/4 | 1-1/2"(40MM) SELF-EQ GAS SUC.STOP VLV 1/2"SW | 1823
HCK5D/4E | 1-1/2"(40mm) SELF EQU GAS SUC CE-CATII,MODH,EF101 | 1823
HCK5D/5 | 2"(50MM) SELF-EQ GAS SUC.STOP VLV 1/2"SW | 1891
HCK5D/5E | 2" (50MM) SELF-EQ GAS SUC CE-CATII,MOD H,EF101 | 1891
HCK5D/6 | 2-1/2" (65MM) SELF-EQ GAS SUC.STOP VLV W/1/2"SW | 2256
HCK5D/6E | 2-1/2"(65mm)SELF EQU SUC STOP CE-CATII MODH EF101 | 2256
HCK5D/7 | 3"(80MM) SELF-EQGAS SUC.STOP 1/2"SW DISC STR | 2649
HCK5D/7E | 3"(80mm)SELF EQU SUC STOP VLV,CE-CATII,MODH EF101 | 2649
HCK5D/8 | 4"(100MM)SELF-EQ SUC.STOP W/1/2"SW DISC STR | 3909
HCK5D/8E | 4"(100mm)SLF EQL SUC STOP VLV CE-CATII MODH,EF101 | 3909
HCK5DW/4041 | 1-1/2"(40MM)SLF-EQ.SUC.STOP,WELD-IN 1-1/2"SW | 2224
HCK5DW/5051 | 2" (50MM) SELF-EQ GAS SUC.STOP VLV WELD-IN-LINE | 2336
HCK5DW/5051E | 2"(50MM)SELF-EQ GAS SUC.STOP,CE-CATII,MODH,EF101 | 2336
HCK5DW/6061 | 2-1/2"(65MM)SLF-EQ. GAS SUC.STOP VLV WELD-IN-LINE | 2885
HCK5DW/7072 | 3"(80MM) SELF-EQ. GAS SUC.STOP VLV WELD-IN-LINE | 3436
HCK5DW/7072E | 3"(80MM)SELF-EQ GAS SUC.STOP,CE-CATII,MODH,EF101 | 3436
HCK5DW/8082 | 4" (100MM) SELF-EQ. GAS SUC.STOP VLV WELD-IN-LINE | 4965
HCK5DWZ/4041 | 1-1/2"(40MM)SELF/GAS SUC.STOP WLD-IN 1-1/2"SW,PLTD | 2415
HCK5DWZ/5051 | 2"(50MM) SELF-EQ. GAS SUC. WELD-IN 2"SW ,PLTD | 2528
HCK5DWZ/6061 | 2-1/2"(65MM)SELF/GAS SUC.STP WELD-IN 2-1/2"SW,PLTD | 3188
HCK5DWZ/7072 | 3"(80MM)SELF-EQ. GAS SUC.WELD-IN 3"BW PLTD | 3788
HCK5DWZ/8082 | 4"(100MM)SELF-EQ.GAS SUC.STOP WELD-IN 4"BW,PLTD | 5613
HCK5DZ/4 | 1-1/2"(40mm)SELF EQ. GAS SUC STOP 1/2"SW,PLTD | 1983
HCK5DZ/4E | 1-1/2"(40mm)SELF EQ 1/2"SW,PLT CE-CATII,MODH,EF101 | 1983
HCK5DZ/5 | 2"(50mm)GAS PRWD 2-STEP SUCTION STOP, PLATED | 2051
HCK5DZ/6 | 2-1/2"(65mm)SELF EQ GAS SUC STOP,1/2"SW PLATED | 2510
HCK5DZ/7 | 3"(80mm)SELF EQ.SUC STOP W/1/2"SW DISC STRN,PLTD | 2940
HCK5DZ/8 | 4"(100mm)SELF-EQ. SUC STOP W/1/2"SW DISC STN, PLTD | 4445
HCK5W/5 | 5"(125MM)GAS POWERD SUC STOP VLV,PILOT ASSY,L/COIL | 7199
HCK5W/6 | 6"(150MM)GAS POWRD SUC STOP VLV,PILOT ASSY,L/COIL | 10835
HCK5WZ/5 | 5"(125MM)GAS PWRD SUC STOP VLV, PLATED | 8441
HCK5WZ/6 | 6"(150MM)GAS POWERED SUC STOP VLV, PLTD | 12131
HG25 | 1/8" MPT PRESSURE GAUGE | 118
HG27 | 1/4" MPT PRESSURE GAUGE | 168
HGV1 | 1/4" LG NECK GAUGE VLV, ANGLE MPTXFPT,SS STEM,W/SC | 108
HGV1H | 1/4"LG NECK GAUGE VLV,ANG MPT X FPT,SS STM,BAR HAN | 111
HGV1W | 1/4"LG NECK GAUGE VLV,ANGLE BWXFPT,SS STEM,W/SC | 108
HGV2 | 1/4"LG NECK GAUGE VLV, MPTXFPT,SS,ANGLE,BARE STEM | 104
HKC051/062 | #050 FLANGE, 5/8"(16 MM) ODS KIT | 94
HKC051Z/062 | #050 FLANGE,5/8"(16MM)ODS PLATED | 109
HKC101/087 | #100 FLANGE, 7/8"(22 MM) ODS KIT | 115
HKC101/112 | #100 FLANGE, 1-1/8"(28 MM) ODS KIT | 115
HKC101/137 | #100 FLANGE, 1-3/8"(35 MM) ODS KIT | 115
HKC101Z/087 | FLANGE,#100 (7/8")ODS,PLT | 134
HKC101Z/112 | FLANGE KIT,#100(1.125)PLT | 134
HKC101Z/137 | FLANGE KIT,#100(1-3/8)PLT | 134
HKC200/162 | #200 FLANGE, 1-5/8" ODS KIT | 165
HKC200/212 | #200 FLANGE, 2-1/8"(54 MM) ODS KIT | 165
HKC200M042 | #200 FLANGE, 42 MM ODS KIT | 165
HKC200Z/162 | FLANGE KIT,#200(1-5/8)PLT | 197
HKC200Z/212 | #200 FLANGE,2-1/8"(54MM) ODS PLATED | 197
HKC250/262 | #250 FLANGE 2-5/8"(65 MM)ODS KIT | 273
HKC250Z/262 | #250 FLANGE 2-5/8"(65MM) ODS PLATED | 321
HKC300/312 | #300 FLANGE, 3-1/8"ODS KIT | 345
HKC300Z/312 | FLANGE KIT,#300(3-1/8)PLT | 406
HKC400/412 | #400 FLANGE, 4-1/8" ODS KIT | 527
HKC400Z/412 | FLANGE KIT,#400(4-1/8)PLT | 639
HKN050/037 | #050 FLANGE, 3/8" WN KIT | 94
HKN050/050 | #050 FLANGE, 1/2" WN KIT | 94
HKN050/075 | #050 FLANGE, 3/4" WN KIT | 94
HKN050Z/050 | #50 FLANGE,1/2"WN KIT,"PLATED | 109
HKN100/075 | #100 FLANGE, 3/4" WN KIT | 115
HKN100/100 | #100 FLANGE, 1" WN KIT | 115
HKN100/125 | #100 FLANGE, 1-1/4" WN KIT | 115
HKN100/150 | #100 FLANGE, 1-1/2" WN KIT | 333
HKN100Z/075 | FLANGE KIT,#100,3/4",PLT | 134
HKN100Z/100 | FLANGE KIT,#100, 1",PLT | 134
HKN100Z/125 | FLANGE KIT,#100,1-1/4"PLT | 134
HKN100Z/150 | #100 FLANGE KIT 1-1/2"WN PLATED | 352
HKN200/150 | #200 FLANGE, 1-1/2" WN KIT | 165
HKN200/200 | #200 FLANGE, 2" WN KIT | 165
HKN200Z/150 | FLANGE KIT,#200,1-1/2"PLT | 197
HKN200Z/200 | FLANGE KIT, #200,2", PLT | 197
HKN250/250 | #250 FLANGE, 2-1/2" WN KIT | 273
HKN250/300 | #250 FLANGE, 3" WN KIT | 273
HKN250Z/250 | #250 FLANGE, 2-1/2" WN KIT,PLTD | 321
HKN300/300 | #300 FLANGE, 3" WN KIT | 345
HKN300Z/300 | FLANGE KIT,#300,3" WN,PLT | 406
HKN400/400 | #400 FLANGE, 4" WN KIT | 527
HKN400Z/400 | FLANGE KIT,#400,4" WN,PLT | 639
HKS050/025 | #050 FLANGE, 1/4" SW KIT | 66
HKS050/037 | #050 FLANGE, 3/8" SW KIT | 66
HKS050/050 | #050 FLANGE, 1/2" SW KIT | 66
HKS050/075 | #050 FLANGE, 3/4" SW KIT | 66
HKS050Z/037 | #050 FLANGE 3/8 SW KIT "PLATED" | 81
HKS050Z/050 | #50 FLANGE, 1/2"SW KIT "PLATED" | 81
HKS050Z/075 | #50 FLANGE, 3/4"SW KIT "PLATED" | 81
HKS100/075 | #100 FLANGE, 3/4" SW KIT | 83
HKS100/100 | #100 FLANGE, 1" SW KIT | 83
HKS100/125 | #100 FLANGE, 1-1/4" SW KIT " | 83
HKS100/150 | #100 FLANGE, 1-1/2" SW KIT | 83
HKS100Z/075 | #100 FLANGE,3/4"SW KIT "PLATED" | 102
HKS100Z/100 | #100 FLANGE, 1" SW KIT "PLATED" | 102
HKS100Z/125 | #100 FLANGE,1-1/4"SW KIT "PLATED" | 102
HKS200/150 | #200 FLANGE, 1-1/2" SW KIT | 132
HKS200/200 | #200 FLANGE, 2" SW KIT | 132
HKS200Z/150 | #200 FLANGE, 1-1/2" SW KIT "PLATED" | 164
HKS200Z/200 | #200 FLANGE, 2"SW KIT "PLATED" | 164
HKS250/150 | #250 FLANGE 1-1/2" SW | 227
HKS250/200 | #250 FLANGE 2" SW | 227
HKS250/250 | #250 FLANGE, 2-1/2" SW KIT | 227
HKS250/300 | #250 FLANGE, 3" SW KIT | 227
HKS250Z/250 | #250 FLANGE,2-1/2"SW KIT "PLATED" | 276
HKS250Z/300 | #250 FLANGE 3"SW,PLATED | 276
HKS300/250 | #300 FLANGE, 2-1/2" SW KIT | 257
HKS300/300 | #300 FLANGE, 3" SW KIT | 257
HKS300Z/300 | #300 FLANGE, 3"SW KIT "PLATED" | 318
HKS400/400 | #400 FLANGE, 4" SW KIT | 394
HKS400Z/400 | #400 FLANGE, 4" SW KIT "PLATED" | 506
HKT050/025 | #050 FLANGE, 1/4" FPT KIT | 66
HKT050/037 | #050 FLANGE, 3/8" FPT KIT | 66
HKT050/050 | #050 FLANGE, 1/2" FPT KIT | 66
HKT050/075 | #050 FLANGE, 3/4" FPT KIT | 66
HKT050Z/025 | #050 FLANGE, 1/4 FPT KIT, PLATED | 81
HKT050Z/037 | #050 FLANGE, 3/8" FPT KIT, PLATED | 81
HKT050Z/050 | #50 FLANGE KIT,1/2"FPT PLATED | 81
HKT050Z/075 | #050 FLANGE, 3/4" FLANGE KIT, PLATED | 81
HKT100/075 | #100 FLANGE, 3/4" FPT KIT | 83
HKT100/100 | #100 FLANGE, 1" FPT KIT | 83
HKT100/125 | #100 FLANGE, 1-1/4" FPT KIT | 83
HKT100Z/075 | #100 FLANGE KIT,3/4"FPT,PLATED | 102
HKT100Z/100 | #100 FLANGE KIT, 1"FPT | 102
HKT100Z/125 | #100 FLANGE KIT 1-1/4"FPT PLATED | 102
HLL | STANDARD HERM FLOAT SWTCH SIDE & BTM CON 3/4"FPT/1 | 1031
HLL-ACT | STD HERM FLOAT SWTCH,ACT,SIDE & BTM CON 3/4"FPT/ | 1031
HLL-E | STD HERM FLOAT SWCH 3/4"FPT/1 CAT IV,MOD B+D,EF109 | 1135
HLL/HTR1 | HERM FLOAT SWITCH,SIDE/BTM CONN,W/HEATR 10WATT/115 | 1297
HLL/HTR2 | STD HERM FLT SWTCH,SIDE/BTM CONN,W/HTR 10WATT/230V | 1297
HLL050 | STANDARD HERM FLOAT SWITCH SIDE&BTM CONN 1/2"DIFF" | 1031
HLL100 | STAND HERM FLOAT SWITCH SIDE & BTM CONN 1" DIFF"L. | 1031
HLLC | STD.HERM.FLOAT SWTCH W/CVR SIDE&BTM CON3/4"FPT/1"W | 1166
HLLC/HTR1 | STD.HERM.FLOAT SWTCH W/CVR, W/HTR 10 WATT/155 VOLT | 1431
HLLC/HTR2 | STD.HERM.FLOAT SWITCH,W/CVR, W/HTR 10 WATT/230V | 1431
HLLC050 | HERM FLOAT SWT,W/METAL COVER,SIDE&BTM.CONN.1/2"DIF | 1166
HLLC100 | STD HERM FLOAT SWITCH SIDE & BTM CONN 1" DIFF | 1166
HLLCE | STD.HERM.FLT SWTCH W/COVR SIDE&BTM.CONN.W/DIN PLUG | 1227
HLLCE/HTR2 | STD.HERM.FLT STCH W/CVR SIDE &BOT.CON.W/DIN&230V H | 1492
HLLE | REFRIG FLOAT SWITCH,SIDE & BTM DIN PLUG | 1092
HLLE-E | REFRIG FLOAT SWITCH, DIN PLUG,CAT IV,MOD B+D,EF109 | 1092
HLLE050 | HERM FLOAT SWITCH SIDE 1/2 DIFFERENTIAL W/DIN PLUG | 1092
HLLE075 | REFRIG FLOAT STCH SIDE&BTM W/DIN PLUG.W/20 MM DIFF | 1092
HLLS | UNIV HERM.FLOAT SWTCH 2SIDE/1 BTM CON3/4"FPT/1"WLD | 1165
HLLS/HTR1 | UNIV HERM FLT SWTH,2 SIDE 1 BTM CON,W/HTR.10W/115V | 1430
HLLS/HTR2 | UNIV HERM FLT SWTH,2 SIDE/ I BTM CONN,W/HTR/10W 23 | 1430
HLLS050 | UNIV.FLOAT SWTCH 2 SIDE, 1 BTM CONN W/2" DIFF"L. | 1165
HLLSC | UNIV.HERM.FLT SWTCH W/COV 2SIDE/1 BTM CON 3/4"FPT | 1300
HLLSC/HTR1 | UNIV.HERM.FLT SWTCH W/COVR 2SIDE/1BTM CONN,HEATR,1 | 1565
HLLSC/HTR2 | UNIV HERM FLT SWITCH W/COVR 2SIDE/1BTM CONN,HEATR, | 1565
HLLSCE | UNIV.HERM.FLOAT SWITH,2 SIDE/1 BTM.CONN.W/COVER,W/ | 1300
HLLSE | UNIVRSL FLT SWITCH,2 SIDE 1 BTM CONN WITH DIN PLUG | 1226
HLLSE-E | UNIV. FLT SWITCH, W/DIN PLUG,CAT IV,MOD B+D,EF109 | 1349
HLLSW | SWITCH ASSEMBLY FOR HANSEN HLL FLOAT SWITCH TYPES | 509
HLLSW/HTR1 | SWITCH ASSM.FOR HLL W/ HTR1 10 WATT/115 VOLT | 774
HLLSW/HTR2 | SWITCH ASSM FOR HLL W/ HEATER 10 WATT/230 VOLT | 774
HLLSWE | SWTH ASSM.FOR HANSEN HLL/ R/S LL FLT SWTH,W/DINPLU | 570
HLLSWE/HTR2 | SWTCH ASMB FOR HLL W/DIN PLUG,HTR 10 WATT/230V | 835
HLLSWERS | SWITCH ASSY HLL/DIN TO REPLACE R/S | 774
HPS | PRES SWTCH RDA,1/8"NPT, SPDT,1/2"NPSM PLUG CONN,5A | 484
HS2/1 | 5/32" SOLEND VLV REF. 1/4" THREADED END CONNECTN | 269
HS2/2 | 5/32"SOLEND VLV REF. 3/8" THREADED END CONN. | 269
HS2/3 | 5/32"SOLENOID VLV REF. 1/2" THREADED CONNECTION | 269
HS2B/1 | 5/32" BRASS SOLENOID VLV FOR WATER 1/4" THREADED | 292
HS2F/1 | 5/32" SOLENOID VALVE, FLANGED | 221
HS2FNO/1 | 5/32" SOLENOID VLV,NORMALLY OPEN,FLANGED | 441
HS2NO/1 | 5/32" SOLENOID VLV,1/4" FPT,NORMALLY OPEN | 489
HS4A-4/3 | 1-1/4"(32MM)SOLENOID VALVE FOR REFRIGERANT(4-BOLT) | 1023
HS4A/0 | 3/4"(20MM) SOLENOID VALVE FOR REFRIGERANT | 574
HS4A/2 | 1"(25MM) SOLENOID VALVE FOR REFRIGERANT | 739
HS4A/3 | 1-1/4" (32MM) SOLENOID VALVE FOR REFRIGERANT | 930
HS4A/3E | 1-1/4"(32MM)SOLENOID VALVE CE-CAT.I,MOD.A,EF 100 | 930
HS4A/4 | 1-1/2"(40MM)SOLENOID VALVE FOR REFRIGERANT | 1325
HS4A/4E | 1-1/2"(40MM)SOLENOID VALVE CE-CAT.II,MOD.H, EF 101 | 1325
HS4A/5 | 2"(50MM) SOLENOID VALVE FOR REFRIGERANT | 1477
HS4A/5E | 2"(50MM)SOLENOID VALVE CE-CAT.II,MOD.H, EF 101 | 1477
HS4A/6 | 2-1/2"(65MM)SOLENOID VALVE FOR REFRIGERANT | 2018
HS4A/6E | 2-1/2"(65MM)SOLENIOD VALVE CE-CAT.II,MOD.H,EF 101 | 2018
HS4A/7 | 3"(80MM) SOLENOID VALVE FOR REFRIGERANT | 3043
HS4A/7E | 3"(80MM)SOLENOID VALVE CE-CAT.II,MOD.H,EF 101 | 3043
HS4A/8 | 4"(100MM) SOLENOID VALVE FOR REFRIGERANT | 4367
HS4A/8E | VLV,4"SOLENOID FOR REF(P) | 4367
HS4A/A | 3/4"(20MM) SOLENOID VALVE 25% REDUCED PORT. | 566
HS4A/B | 3/4"SOLENOID VLV FOR REFRIGERANT/50% REDUCED PORT | 566
HS4ANO/0 | 3/4" (20MM) NORMALLY OPEN SOLENOID VALVE | 795
HS4ANO/2 | 1"(25MM) NORMALLY OPEN SOLENOID VLV | 960
HS4ANO/3 | 1-1/4" (32MM) NORMALLY OPEN SOLENOID VALVE | 1150
HS4ANO/4 | 1-1/2"(40MM)NORMALLY OPEN SOLENOID VLV | 1546
HS4ANO/5 | 2" (50MM) NORMALLY OPEN SOLENOID VALVE | 1698
HS4ANO/7 | 3" (80MM) NORMALLY OPEN SOLENOID VALVE | 3264
HS4ANO/8 | 4" (100MM) NORMALLY OPEN SOLENOID VLV | 4588
HS4AX/0 | 3/4"(20MM)SOLENOID VLV W/EXT. EXP 115V | 1471
HS4AX/2 | 1"(25MM) EXPLOSION PROOF SOLENOID VALVE 115V COIL | 1639
HS4AX/3 | 1-1/4"(32MM)SOLENOID VALVE W/EXT. EXP 115v | 1826
HS4AX/4 | 1-1/2"(40mm)SOLENOID VALVE, EXP 115V | 2222
HS4AX/5 | 2"(50mm) SOLENOID VALVE, EXP 115V | 2374
HS4AX/7 | 3" (80MM) SOLENOID VLV W/ EXP 115V | 3940
HS4AX/8 | 4"(100mm)SOLINOID VALVE, EXP 115V | 5263
HS4AX/A | 3/4"(20MM)SOLENOID VALVE W/EXT EXP 115V,25%RED. | 1462
HS4AX/B | 3/4"(20MM) SOLENOID VLV W/EXT EXP 115V 50% REDUCED | 1462
HS4AZ/0 | 3/4"(20MM)SOLENOID VALVE PLATED | 671
HS4AZ/2 | 1"(25MM) SOLENOID VALVE PLATED | 833
HS4AZ/3 | 1-1/4"(32MM)SOLENOID VLV FOR REFRIGERANT,"PLATED" | 1023
HS4AZ/4 | 1-1/2"(40MM)SOLENOID VLV FOR REFRIGERANT,"PLATED" | 1473
HS4AZ/5 | 2"(50MM)SOLENOID VALVE FOR REFRIGERANT,"PLATED" | 1625
HS4AZ/5E | 2"(50MM)SOLENOID VLV,"PLATED" CE-CATII,MOD.H EF101 | 1625
HS4AZ/6 | 2-1/2"(65MM)SOLENOID VLV FOR REFRIGERANT,"PLATED" | 2295
HS4AZ/7 | 3"(80MM)SOLENOID VALVE FOR REFRIGERANT,"PLATED | 3365
HS4AZ/8 | 4"(100MM)SOLENOID VALVE FOR REFRIGERANT,"PLATED" | 4863
HS4AZ/B | 3/4" SOLENOID VALVE FOR REFRIG,50%RED PORT, PLATED | 671
HS4D/0 | 3/4" (20mm) 2-STEP SOLENOID VALVE | 1353
HS4D/2 | 1" (25mm) 2-STEP SOLENOID VALVE | 1373
HS4D/3 | 1-1/4" (32MM) 2-STEP SOLENOID VALVE | 1453
HS4D/3E | 1-1/4" (32MM) 2-STEP SOLENOID CE-CATI MOD A EF100 | 1453
HS4D/4 | 1-1/2"( 40mm) 2-STEP SOLENOID VALVE | 1908
HS4D/4E | 1-1/2"(40MM) 2-STEP SOL.VLV, CE CAT II. MODH EF101 | 1908
HS4D/5 | 2"(50mm) 2-STEP SOLENOID VALVE | 2186
HS4D/5E | 2" DUAL STAGE SOLENOID VLV,CE CAT II,MOD H,EF101 | 2186
HS4D/6 | 2-1/2"(65mm) 2-STEP SOLENOID VALVE | 2558
HS4D/6E | 2-1/2"(65mm) 2-STEP SOL VLV,CE-CATII, MOD.H, EF101 | 2558
HS4D/7 | 3" (80MM) 2-STEP SOLENOID VALVE | 3938
HS4D/7E | 3"(80MM)TWO-STEP SOL VALVE CE-CAT.II,MOD.H,EF 101 | 3938
HS4D/8 | 4"(100MM) 2-STEP SOLENOID VALVE | 5223
HS4D/B | 3/4"(20mm)2-STEP SOLENOID VLV,50% RED PORT | 1353
HS4DW/0001 | 3/4"(20mm)2-STEP SOLENOID,WELD IN-LINE 3/4"SW CON | 1603
HS4DW/2021 | 1"(25mm)2-STEP SOLENOID WELD IN-LINE 1" SW CONN | 1656
HS4DW/3031 | 1-1/4"(32mm)2-STEP SOLENOID,WELD-IN 1-1/4" SW | 1761
HS4DW/4041 | 1-1/2"(40MM)2-STEP SOLND WELD-IN 1 1/2" SW | 2282
HS4DW/4051 | 1-1/2"(40MM)2-STEP SOLENOID WELD-IN 2" SW CONN | 2282
HS4DW/5051 | 2"(50mm)2-STEP SOLENOID,WELD IN-LINE 2"SW CONN. | 2597
HS4DW/7072 | 3"(80MM) 2-STEP SOLENOID W/3" BW WELD-IN-LINE CONN | 4683
HS4DW/8082 | 4"(100MM)2-STEP SOLENOID W/4" BW WELD-IN-LINE CONN | 6222
HS4DWZ/4041 | 1-1/2"(40MM)2-STEP SOLENOID WELD-IN 1-1/2SW,PLATED | 2724
HS4DWZ/4041E | 1-1/2(40MM)2-STEP SOL,1-1/2" SW,CATII MOD.H EF101 | 2724
HS4DZ/0 | 3/4" (20MM) 2-STEP SOL VLV ZINC PLATED | 1547
HS4DZ/2 | 1"(25MM) 2-STEP SOLENOID VALVE, ZINC PLATED | 1564
HS4DZ/3 | 1-1/4"(32mm) 2-STEP SOLENOID VALVES, PLATED | 1644
HS4DZ/4 | 1 1/2" (40MM) 2-STEP SOLENOID VALVE ZINC PLATED | 2318
HS4DZ/4E | 1-1/2"(40MM)2-STEP SOL,PLT,CE-CATII MOD.H EF101 | 2318
HS4DZ/5 | 2"(50mm) 2-STEP SOLENOID VALVE, ZINC PLATED | 2596
HS4DZ/6 | 2-1/2"(65MM) 2-STEP SOLENOID VALVE ZINC PLATED | 3064
HS4DZ/8 | 4" (100MM) 2-STEP SOLENOID VALVE PLATED | 5822
HS4W/0001 | 3/4"(20mm)SOL VLV WELD IN-LINE,3/4" SW CONN | 830
HS4W/0021 | 3/4" (20MM) SOL VLV WELD IN LINE, 1" SW CONN | 830
HS4W/0031 | 3/4" (20MM) SOLENOID VLV,WELD IN LINE 1 1/4" SW CO | 830
HS4W/2021 | 1"(25mm)SOL VLV FOR REFRG.WELD-IN-LINE,1"SW CONN. | 1029
HS4W/2031 | 1"(25MM) SOLND VLV, WELD-IN 1-1/4" SW CON | 1029
HS4W/3031 | 1-1/4"(32mm)SOLENOID WELD IN-LINE 1-1/4" SW CONN | 1251
HS4W/3031E | 1-1/4"(32mm) WELD-IN 1-1/4" SW,CE-CATI MODA EF100 | 1251
HS4W/4041 | 1-1/2" SOLENOID VALVE WELD IN-LINE 1-1/2" SW CONN | 1720
HS4W/4051 | 1-1/2" SOLENOID VALVE WELD-IN-LINE 2" SW CONN | 1720
HS4W/5 | 5"(125MM)SOL VLV FOR REFRIG,BW END | 7731
HS4W/5051 | 2"(50mm)SOLENOID VLV,WELD IN-LINE 2"SW CONN | 1911
HS4W/5051E | 2" (50mm) WELD-IN-LINE 2" SW CE-CATII MODH EF101 | 1911
HS4W/6 | 6"(150MM)SOL VALVE FOR REFRIG,BUTT WELD END | 12227
HS4W/6061 | 2-1/2"(65MM)SOL VLV, WELD IN LINE, 2-1/2" SW CONN | 2643
HS4W/7072 | 3"(80mm)SOLENOID VLV WELD IN LINE 3"BW CONN | 3838
HS4W/8082 | 4"(100mm)SOLENOID VLV WELD IN-LINE 4" BW CONN | 5329
HS4WNO/5051 | 2"(50mm)NORMALLY OPEN SOLENOID VLV,2"SW CONN | 2132
HS4WX/0001 | 3/4"(20MM)EXP PROOF SOL 115V WELD-IN-LINE 3/4"SW | 1739
HS4WX/3031 | 1-1/4"(32MM)EXP PROOF SOL 115V WELD-IN 1-1/4" SW | 2147
HS4WX/4041 | 1-1/2" (40MM) EXP PROOF SOL 115V WELD-IN 1-1/2" SW | 2616
HS4WX/6 | 6" (150MM) EXPLOSION PROOF SOLENOID 115V BUTT WELD | 13123
HS4WZ/0001 | 3/4"(20MM)SOL VALVE WELD-IN-LINE 3/4" SW,PLTD | 943
HS4WZ/4041 | 1-1/2"(40MM)SOL VLV WELD-IN-LINE 1-1/2"SW, PLT | 1900
HS4WZ/4041E | 1-1/2"(40MM)SOL,WELD-IN 1-1/2"SW CATII MOD.H EF101 | 1900
HS4WZ/5051 | 2"(50MM) SOLENOID VLV WELD-IN-LINE,2" SW,PLTD | 2091
HS4WZ/6061 | 2-1/2"(65MM) SOL VLV WELD-IN-LINE 2-1/2" SW,PLT | 2969
HS4WZ/7072 | 3"(80MM)SOLENOID VLV WELD IN LINE 3"BW CONN,PLATED | 4221
HS4WZ/7072E | 3"(80MM)SOL VLV WELD-IN 3"BW CATII MOD.H EF101,PLT | 4221
HS6/1 | 5/32" (4MM) SOLENOID VALVE FOR REFRIGERANT | 246
HS6NO/1 | 5/32" (4MM) NORMALLY OPEN SOLENOID VALVE | 467
HS6Z/1 | 5/32"(4MM)SOLENOID VLV FOR REFRIGRNT,PLT,GRN PNT | 263
HS7/0 | 3/4" (20MM) SOLENOID VALVE FOR REFRIGERANT | 515
HS7/2 | 1"(25MM) SOLENOID VALVE FOR REFRIGERANT | 712
HS7/3 | 1-1/4"(32MM) SOLENOID VALVE FOR REFRIGERANT | 924
HS7/3E | 1-1/4"(32MM)SOLENOID CE-CAT.I,MOD.A,EF 100 | 924
HS7NO/0 | 3/4" (20MM) NORMALLY OPEN SOLENOID VALVE | 736
HS7Z/0 | 3/4"(20MM)SOLENOID VALVE FOR REFRIG,PLATED | 585
HS7Z/2 | 1"(25MM)SOLENOID VALVE FOR REFRIGERANT,"PLATED" | 781
HS7Z/3 | 1-1/4(32MM)SOLENOID VALVE "PLATED" | 993
HS7Z/3E | 1-1/4"(32mm)SOLENOID VLV,PLTD.CE-CAT I,MODA,EF100 | 993
HS8A/1 | 1/2"(13MM) SOLENOID VALVE FOR REFRIGERANT | 330
HS8ANO/1 | 1/2" (13MM) NORMALLY OPEN SOLENOID VALVE | 551
HS8AZ/1 | 1/2"(13MM)SOLENOID VALVE FOR REFRIGERANT "PLATED" | 347
HS8W/1001 | 1/2"(13MM) SOLENOID VALVE, 3/4" SW CONN | 657
HS8W/1011 | 1/2"(13mm) SOLENOID VALVE, 1/2" SW CONN | 657
HS8W/1022 | 1/2"(13MM) SOLENOID VALVE, 1" BW CONN | 657
HS9B/3 | 1-1/4" (32MM) GAS-POWERED SOLENOID VALVE | 1363
HS9B/3E | 1-1/4"(32MM)GAS PWRD VLV, CE-CAT I, MOD.A, EF100 | 1363
HS9B/4 | 1-1/2" (40MM) GAS POWERED SOLENOID VALVE | 1559
HS9B/4E | 1-1/2"(40MM)GAS PWD SOL.VLV CE-CAT.II,MOD H,EF101 | 1559
HS9B/5 | 2" (50MM) GAS POWERED SOLENOID VALVE | 1591
HS9B/5E | 2"(50mm)GAS PWRD.SOL.VLV,CE-CAT.II,MOD.H,EF101 | 1591
HS9B/6 | 2-1/2" GAS POWERED SOLENOID VALVE | 2137
HS9B/6E | 2-1/2"(65MM)GAS PWRD SOL.VLV CE-CAT.II,MOD.H.EF101 | 2137
HS9B/7 | 3" (80MM) GAS POWERED SOLENOID VALVE | 2808
HS9B/7E | 3"(80MM)GAS PWRD SOLENOID VLV.CE.CAT.II,MOD.EF101 | 2808
HS9B/8 | 4" (100MM) GAS POWERED SOLENOID VALVE | 3955
HS9B/8E | 4" GAS POWER SOL VLV,CE-CATII,MOD H,EF101 | 3955
HS9BW/5 | 5"(125MM)GAS PWRD SOL. VALVE BUTT WELD END | 9186
HS9BW/6 | 6"(150MM) GAS PWRD SOL VALVE BUTT WELD END | 12557
HS9BW/7072 | 3"(80MM)GAS POWRD SOLENOID WELD-IN-LINE 3" BW CONN | 4392
HS9BW/8082 | 4"(100MM) GAS PWR SOLENOID WELD-IN 4" BW | 5404
HS9BWZ/5 | 5"GAS POWERED SOLENOID VALVE,"PLATED" | 10402
HS9BZ/3 | VLV,1-1/4"GAS POWERED,PLT | 1493
HS9BZ/4 | VLV,1-1/2" GAS POWERED PLT | 1743
HS9BZ/5 | 2"(50MM)GAS POWERED SOLENOID VLV | 1776
HS9BZ/6 | VLV,2-1/2"GAS POWERED,PLT | 2413
HS9BZ/7 | VLV,3"GAS POWERED SOL,PLT | 3119
HS9BZ/8 | 4"(100MM)GAS POWERED SOLENOID VALVE,"PLATED" | 4405
HSCK125C | 1-1/4" STOP/CHECK VALVE,SW,SC | 677
HSCK125CE | 1-1/4" STOP/CHECK VLV,SW,SC,CAT I,MODA,EF106 | 677
HSCK125H | 1-1/4"HANSEN STOP/CHECK VALVE,SW,HW | 677
HSCK150C | 1-1/2" STOP/CHECK VALVE,SW,SC | 732
HSCK150CE | 1-1/2" STOP/CHECK VLV, SC CE-CATII,MODH, EF107 | 732
HSCK150H | 1-1/2"STOP/CHECK VALVE,SW,HANDWHEEL | 732
HSCK200C | 2" STOP/CHECK VALVE,SC | 1012
HSCK200CE | 2" STOP / CHECK VALVE, SC CE-CAT II, MOD H, EF107 | 1012
HSCK250C | 2-1/2" STOP/CHECK VALVE,BW,SC | 1393
HSCK250CE | 2-1/2" STOP/CHECK VLV BW SC, CE-CAT II,MODH,EF107 | 1393
HSCK252CE | 65mm STOP CHECK VALVE,BW,SC,CE-CATII,MODH,EF107 | 1393
HSCK300C | 3" STOP/CHECK VALVE,BW,SC | 1794
HSCK300CE | 3" STOP/CHECK VALVE,BW.SC CE-CATII MOD H,EF107 | 1794
HSCK300H | 3" STOP/CHECK VALVE, BW , HW | 1794
HSCK400C | 4" STOP/CHECK VALVE,BW,SC | 2311
HSCK400CE | 4" STOP/CHECK VALVE,BW,SC, CE-CATII,MODH EF107 | 2311
HSCK400H | 4" STOP CHECK VALVE, BW, HW | 2311
HSCK500C | 5" STOP/CHECK VALVE,BW,SC | 3676
HSCK500CE | 5" STOP CHECK VALVE BW SC CE CATIII MOD.H EF108 | 3676
HSCK600C | 6" STOP/CHECK VALVE,BW,SC | 4646
HSCK600CE | 6" STOP/CHECK VALVE BW,SC,CE-CATIII,MODH,EF108 | 4646
HSCK600H | 6" STOP CHECK VALVE BW,HW | 4646
HSCKZ125CE | 1-1/4" STOP/CHK VLV,SW,SC,PLT,CAT I,MODA,EF106 | 702
HSCKZ150C | 1-1/2" STOP/CHECK VALVE, PLATED, SW, SC | 789
HSCKZ300C | 3" STOP/CHECK VALVE, BW, SC, PLATED | 1892
HTR1 | 1/4 NPT TUBULAR HEATR HLL SERIES FLOAT SWITCH:115V | 275
HTR2 | 1/4 NPT TUBULAR HEATR HLL SERIES FLOAT SWITCH:230V | 275
MVP13-1-D/1001 | MVP13,1/2" SOL,SOV,DRAIN PLUG,3/4" SW CONN | 1573
MVP13-1-D/1011 | MVP13,1/2" SOL,SOV,DRAIN PLUG,1/2" SW CONN | 1493
MVP13-1-E/1011 | MVP13,1/2" SOL,SOV,EXT NECK,1/2" SW CONN | 1618
MVP13-1-H/1001 | MVP13, 1/2" SOL, SOV, HDWL, 3/4" SW CONN | 1625
MVP13-1-H/1011 | MVP13, 1/2" SOL, SOV, HDWL, 1/2" SW CONN | 1545
MVP13-1-Z/1001 | MVP13,1/2" SOL,SOV,3/4" SW CONN,PLT | 1643
MVP13-1-Z/1011 | MVP13,1/2" SOL,SOV,1/2" SW CONN,PLT | 1563
MVP13-1-Z/1022 | MVP13,1/2" SOL,SOV,1" BW CONN,PLT | 1716
MVP13-1-ZE/1001 | MVP13,1/2" SOL,SOV,EXT NECK,3/4" SW CONN,PLT | 1795
MVP13-1/1001 | MVP13,1/2" SOL,SOV,3/4" SW CONN | 1546
MVP13-1/1005 | MVP13,1/2" SOL,SOV,3/4" NPT CONN | 1546
MVP13-1/1011 | MVP13,1/2" SOLENOID,SOV,1/2"SW CONN | 1466
MVP13-1/1012 | MVP13, 1/2" SOLENOID, SOV, 1/2" BW CONN | 1466
MVP13-1/1022 | MVP13,1/2" SOL,SOV,1" BW CONN | 1619
MVP13-1MCXVA/1011 | MVP13,1/2" MCXV,5MM,SOV,1/2"SW CONN | 5494
MVP13-1MCXVB/1001 | MVP13,1/2" MCXV,7MM,SOV,3/4"SW CONN | 5574
MVP13-1MCXVB/1011 | MVP13,1/2" MCXV,7MM,SOV,1/2"SW CONN | 5494
MVP13-1MCXVB/1022 | MVP13,1/2" MCXV,7MM,SOV,1"BW CONN | 5647
MVP13-1MCXVC/1011 | MVP13,1/2" MCXV,2MM,SOV,1/2"SW CONN | 5494
MVP13-2-D/1001 | MVP13,1/2" SOL,HEV,DRAIN PLUG,3/4" SW CONN | 1583
MVP13-2-D/1011 | MVP13,1/2" SOL,HEV,DRAIN PLUG,1/2" SW CONN | 1514
MVP13-2-Z/1001 | MVP13,1/2" SOL,HEV,3/4" SW CONN,PLT | 1653
MVP13-2-Z/1002 | MVP13,1/2" SOL,HEV,3/4" BW CONN,PLT | 1653
MVP13-2-Z/1011 | MVP13,1/2" SOL,HEV,1/2" SW CONN,PLT | 1584
MVP13-2/1001 | MVP13,1/2" SOL,HEV,3/4" SW CONN | 1556
MVP13-2/1002 | MVP13,1/2" SOL,HEV,3/4" BW CONN | 1556
MVP13-2/1011 | MVP13,1/2" SOL,HEV,1/2" SW CONN | 1487
MVP13-2/1012 | MVP13, 1/2" SOL, HEV, 1/2" BW CONN | 1487
MVP13-2/1015 | MVP13,1/2" SOL,HEV,1/2" FPT CONN | 1487
MVP13-2/1022 | MVP13, 1/2" SOL, HEV, 1" BW CONN | 1637
MVP13-3-D/1001 | MVP13,1/2" SOL,SCKHEV,DRAIN PLUG,3/4" SW CONN | 1787
MVP13-3-D/1011 | MVP13,1/2" SOL,SCKHEV,DRAIN PLUG,1/2" SW CONN | 1716
MVP13-3-Z/1001 | MVP13,1/2" SOL,SCKHEV,PLT,3/4" SW CONN | 1857
MVP13-3/1001 | MVP13,1/2" SOL,SCKHEV,3/4" SW CONN | 1760
MVP13-3/1002 | MVP13,1/2" SOL,SCKHEV,3/4" BW CONN | 1760
MVP13-3/1003 | MVP13,1/2" SOL,SCKHEV,7/8" ODS CONN | 1760
MVP13-3/1005 | MVP13,1/2" SOL,SCKHEV,3/4" NPT CONN | 1760
MVP13-3/1011 | MVP13,1/2" SOL,SCKHEV,1/2" SW CONN | 1689
MVP13-3/1012 | MVP13,1/2" SOL,SCKHEV,1/2" BW CONN | 1689
MVP13-3/1013 | MVP13,1/2" SOL,SCKHEV,5/8" ODS CONN | 1689
MVP13-3/1015 | MVP13,1/2" SOL,SCKHEV,1/2" NPT CONN | 1689
MVP13-3/1022 | MVP13,1/2" SOL,SCKHEV,1" BW CONN | 1844
MVP13-4-D/1001 | MVP13,1/2"SOL,SCK,DRAIN PLUG,3/4" SW CONN | 1777
MVP13-4/1001 | MVP13,1/2" SOL,SCK,3/4" SW CONN | 1750
MVP13-4/1002 | MVP13,1/2" SOL,SCK,3/4" BW CONN | 1750
MVP13-4/1003 | MVP13,1/2" SOL,SCK,7/8" ODS CONN | 1750
MVP13-4/1005 | MVP13,1/2" SOL,SCK,3/4" NPT CONN | 1750
MVP13-4/1011 | MVP13,1/2" SOL,SCK,1/2" SW CONN | 1669
MVP13-4/1012 | MVP13,1/2" SOL,SCK,1/2" BW CONN | 1669
MVP13-4/1013 | MVP13,1/2" SOL,SCK,5/8" ODS CONN | 1669
MVP13-4/1015 | MVP13,1/2" SOL,SCK,1/2" NPT CONN | 1669
MVP13-4/1022 | MVP13,1/2" SOL,SCK,1" BW CONN | 1821
MVP13-5MCXVA/1012 | MVP13,1/2" MCXV,5MM,CHK,1/2"BW CONN | 5494
MVP13-6/1001 | MVP13,1/2" SOL,BLANK,3/4" SW CONN | 1293
MVP13-7MCXVA-D/1001 | MVP13,1/2"SOL,MCXV,5MM,DRAIN PLUG,3/4"SW | 6274
MVP13-7MCXVA-D/1022 | MVP13,1/2" SOL,MCXV,5MM,DRAIN PLUG,1"BW CONN | 6352
MVP13-7MCXVA/1001 | MVP13,1/2" SOL,MCXV,5MM,3/4"SW CONN | 6247
MVP13-7MCXVA/1011 | MVP13,1/2" SOL,MCXV,5MM,1/2"SW CONN | 6174
MVP13-7MCXVB/1001 | MVP13,1/2" SOL,MCXV,7MM,3/4"SW CONN | 6247
MVP13-7MCXVB/1011 | MVP13,1/2" SOL,MCXV,7MM,1/2"SW CONN | 6174
MVP13-7MCXVC/1001 | MVP13,1/2" SOLENOID,MCXV,2MM,3/4"SW CONN | 6247
MVP13-7MCXVC/1011 | MVP13,1/2" SOLENOID,MCXV,2MM,1/2"SW CONN | 6174
MVP20-1-H/0001 | MVP20, 3/4" SOL, SOV, HDWL, 3/4" SW CONN | 2046
MVP20-1-H/0021 | MVP20,3/4"SOL,SOV,HDWL,1"SW CONN | 2117
MVP20-1-H/A001 | MVP20, 3/4" SOL,SOV,HDWL,25% RED,3/4" SW CONN | 2046
MVP20-1-H/A021 | MVP20,3/4" SOL,SOV,HDWL,25% RED,1" SW CONN | 2117
MVP20-1-H/B001 | MVP20, 3/4" SOL,SOV,HDWL,50% RED,3/4" SW CONN | 2046
MVP20-1-H/B021 | MVP20,3/4" SOL,SOV,HDWL,50% RED,1" SW CONN | 2117
MVP20-1-S/0001 | MVP20, 3/4" SOL, 100 MESH, 3/4" SW CONN | 2116
MVP20-1-S/0021 | MVP20, 3/4" SOL, 100 MESH, 1" SW CONN | 2187
MVP20-1-Z/0001 | MVP20,3/4" SOL,SOV,3/4" SW CONN,PLT | 2169
MVP20-1-Z/0021 | MVP20, 3/4" SOL, SOV, 1" SW CONN, PLTD | 2240
MVP20-1-Z/0031 | MVP20,3/4" SOL,SOV,1-1/4" SW CONN,PLATED | 2503
MVP20-1-ZE/B001 | MVP20,3/4" SOL,SOV,50% RED,EXT NECK,3/4"SW,PLT | 2416
MVP20-1/0001 | MVP20, 3/4" SOL, SOV, 3/4" SW CONN | 1967
MVP20-1/0002 | MVP20, 3/4" SOL, SOV, 3/4" BW CONN | 1967
MVP20-1/0021 | MVP20, 3/4" SOL, SOV, 1" SW CONN | 2038
MVP20-1/0022 | MVP20, 3/4" SOL, SOV, 1" BW CONN | 2038
MVP20-1/0031 | MVP20, 3/4" SOL, SOV, 1-1/4" SW CONN | 2301
MVP20-1/0042 | MVP20, 3/4" SOL, SOV, 1-1/2" BW CONN | 2685
MVP20-1/A001 | MVP20, 3/4" SOL, SOV, 25% RED, 3/4" SW CONN | 1967
MVP20-1/A021 | MVP20, 3/4" SOL, SOV, 25% RED, 1" SW CONN | 2038
MVP20-1/B001 | MVP20, 3/4" SOL,SOV,50% RED, 3/4" SW CONN | 1967
MVP20-1A-H/0101 | MVP20,3/4" REG RG.A,SOV,HDWL,3/4" SW CONN | 2124
MVP20-1A-Z/0101 | MVP20,3/4" REG RG. A,SOV,3/4" SW CONN,PLTD | 2247
MVP20-1A-Z/0131 | MVP20,3/4" REG RG. A,SOV,1-1/4" SW CONN,PLTD | 2602
MVP20-1A-ZE/0131 | MVP20,3/4"REG RG.A,SOV,EXTNCK SS TRIM,1-1/4"SW,PLT | 2849
MVP20-1A-ZE/A131 | MVP20,3/4"REG RGA,SOV,EXT NECK,25%RED,1-1/4"SW,PLT | 2849
MVP20-1A-ZE/B131 | MVP20,3/4"REG RGA,SOV,EXT NECK,50%RED,1-1/4"SW,PLT | 2849
MVP20-1A/0101 | MVP20, 3/4" REG RG. A, SOV, 3/4" SW CONN | 2045
MVP20-1A/0102 | MVP20, 3/4" REG RG. A, SOV, 3/4" BW CONN | 2045
MVP20-1A/0121 | MVP20, 3/4" REG RG. A, SOV, 1" SW CONN | 2121
MVP20-1A/0122 | MVP20, 3/4" REG RG. A, SOV, 1" BW CONN | 2121
MVP20-1A/0131 | MVP20,3/4" REG RG A,SOV,1-1/4" SW CONN | 2400
MVP20-1A/0142 | MVP20, 3/4" REG RG. A, SOV,1-1/2" BW CONN | 2802
MVP20-1A/A101 | MVP20,3/4"REG RG.A,SOV,25%RED,3/4"SW CONN | 2045
MVP20-1A/A121 | MVP20,3/4" REG RG.A,SOV,25% RED,1" SW CONN | 2121
MVP20-1A/A131 | MVP20,3/4" REG RG.A,SOV,25% RED,1-1/4" SW CONN | 2400
MVP20-1A/A142 | MVP20,3/4" REG RG.A,SOV,25% RED,1-1/2" BW CONN | 2802
MVP20-1A/B101 | MVP20,3/4" REG RG.A,SOV,50% RED,3/4" SW CONN | 2045
MVP20-1A/B121 | MVP20,3/4" REG.RGA,SOV,50%RED,1"SW CONN | 2121
MVP20-1A/B131 | MVP20,3/4" REG RG.A,SOV,50% RED,1-1/4" SW CONN | 2400
MVP20-1A/B142 | MVP20,3/4" REG RG. A,SOV,50% RED,1-1/2" BW CONN | 2802
MVP20-1AB/0101 | MVP20, 3/4" REG RG.A, WO, SOV,3/4" SW CONN | 2429
MVP20-1AB/0102 | MVP20, 3/4" REG RG.A WO,SOV,3/4" BW CONN | 2429
MVP20-1AB/0121 | MVP20, 3/4" REG RG.A WO, SOV, 1" SW CONN | 2505
MVP20-1AB/0122 | MVP20, 3/4" REG RG.A WO, SOV, 1" BW CONN | 2505
MVP20-1AB/0131 | MVP20,3/4" REG RG.A WO,SOV,1-1/4" SW CONN | 2784
MVP20-1AB/0142 | MVP20,3/4" REG RG.A WO,SOV,1-1/2" BW CONN | 3186
MVP20-1AB/0301 | MVP20,3/4" REG RG.B,WO,SOV,3/4" SW CONN | 2429
MVP20-1AB/B101 | MVP20,3/4" REG RG.A,WO,SOV,50%RED,3/4" SW CONN | 2429
MVP20-1ABK/0101 | MVP20, 3/4" HA4ABK,SOV,WIDE OPEN,3/4" SW CONN | 2515
MVP20-1ABK/0102 | MVP20, 3/4" HA4ABK, SOV,WIDE OPEN,3/4" BW CONN | 2515
MVP20-1ABK/0121 | MVP20, 3/4" HA4ABK, SOV, WIDE OPEN,1" SW CONN | 2591
MVP20-1ABK/0122 | MVP20, 3/4" HA4ABK, SOV, WIDE OPEN, 1" BW CONN | 2591
MVP20-1ABK/B101 | MVP20,3/4"HA4ABK,SOV,WIDE OPEN,50% RED,3/4"SW | 2515
MVP20-1AD-H/0101 | MVP20,3/4" REG RG. A DUAL,SOV,HDWL,3/4" SW CONN | 2918
MVP20-1AD-Z/0131 | MVP20,3/4" REG RG. A DUAL,SOV,1-1/4" SW,PLT | 3396
MVP20-1AD-ZE/A131 | MVP20,3/4"DUAL,RG.A,SOV,25%RED,EXTNCK,1-1/4"SW,PLT | 3643
MVP20-1AD-ZE/B131 | MVP20,3/4"DUAL,RG.A,SOV,50%RED,EXNCK,1-1/4"SW,PLT | 3643
MVP20-1AD/0101 | MVP20, 3/4" REG RG. A DUAL, SOV, 3/4" SW CONN | 2839
MVP20-1AD/0102 | MVP20, 3/4" REG RG. A DUAL, SOV, 3/4" BW CONN | 2839
MVP20-1AD/0121 | MVP20, 3/4" REG RG. A DUAL, SOV, 1" SW CONN | 2915
MVP20-1AD/0122 | MVP20, 3/4" REG RG. A DUAL, SOV, 1" BW CONN | 2915
MVP20-1AD/0131 | MVP20, 3/4" REG RG. A DUAL,SOV, 1-1/4" SW CONN | 3194
MVP20-1AD/0142 | MVP20, 3/4" REG RG. A DUAL,SOV,1-1/2" BW CONN | 3596
MVP20-1AD/A101 | MVP20,3/4"REG RG.A DUAL,25% RED,SOV,3/4"SW CONN | 2839
MVP20-1AD/A121 | MVP20,3/4" REG RG. A DUAL,SOV,25% RED,1" SW CONN | 2915
MVP20-1AD/A131 | MVP20,3/4" REG RG.A DUAL,SOV,25% RED,1-1/4" SW CON | 3194
MVP20-1AD/B101 | MVP20,3/4" REG RG.A DUAL,SOV,50%RED,3/4" SW CONN | 2839
MVP20-1AD/B121 | MVP20,3/4" REG RG.A DUAL,SOV,50%RED,1" SW CONN | 2915
MVP20-1AD/B131 | MVP20,3/4" REG RG.A DUAL,SOV,50%RED,1-1/4" SW CONN | 3194
MVP20-1AD/B142 | MVP20,3/4" REG RG.A DUAL,SOV,50%RED,1-1/2" BW CONN | 3596
MVP20-1ADD/0131 | MVP20,3/4" 3-PRESS REG RG.AAA,SOV,1-1/4" SW CONN | 4194
MVP20-1ADM-H/0101 | MVP20,3/4"PRES REG RG.A DUAL,MTR CMP,SOV,HW,3/4"SW | 4175
MVP20-1ADM/B121 | MVP20,3/4"PRES REG RG.A DUAL,MTR CMP,SOV,50%,1"SW | 4172
MVP20-1ADQ/0142 | MVP20,3/4" DUAL PRESS REG RG.Q1,SOV,1-1/2" BW CONN | 3728
MVP20-1ADQK/B121 | MVP20,3/4" DUAL REG RG.Q1,RESEAT,SOV,50%RED,1" SW | 3133
MVP20-1ADS-H/0301 | MVP20,3/4"DUAL PRES RG.B,ELEC SO,HDWL,SOV,3/4"SW | 3302
MVP20-1ADS/0131 | MVP20,3/4" DUAL REG RG.A ELEC SO,SOV,1-1/4" SW | 3578
MVP20-1ADS/0142 | MVP20, 3/4" DUAL REG RG.A ELEC SO, SOV, 1-1/2" BW | 3980
MVP20-1AK-H/0101 | MVP20,3/4" HA4AK RG.A,SOV,HDWL,3/4" SW CONN | 2210
MVP20-1AK-H/0301 | MVP20,3/4" HA4AK RG.B,HDWL,SOV,3/4" SW CONN | 2210
MVP20-1AK-H/B101 | MVP20,3/4" HA4AK RG.A,SOV,50%RED,HDWL,3/4" SW | 2210
MVP20-1AK-Z/0101 | MVP20,3/4" HA4AK RG.A,SOV,3/4" SW CONN,PLTD | 2333
MVP20-1AK-Z/0301 | MVP20,3/4" HA4AK RG.B,SOV,3/4" SW CONN,PLT | 2333
MVP20-1AK-Z/B101 | MVP20,3/4" HA4AK RG.A,SOV,50%RED,3/4" SW CONN,PLTD | 2333
MVP20-1AK-Z/B121 | MVP20,3/4" HA4AK RG.A,SOV,50% RED,1" SW CONN,PLT | 2409
MVP20-1AK-ZE/0101 | MVP20,3/4"HA4AK RG.A,SOV,EXTNCK SS TRIM,3/4"SW,PLT | 2580
MVP20-1AK-ZE/B101 | MVP20,3/4"HA4AK RG.A,SOV,EXTNCK,50%RED,3/4"SW,PLT | 2580
MVP20-1AK/0101 | MVP20, 3/4" HA4AK RG.A, SOV, 3/4" SW CONN | 2131
MVP20-1AK/0102 | MVP20,3/4" HA4AK,RG.A,SOV,3/4" BW CONN | 2131
MVP20-1AK/0121 | MVP20,3/4" HA4AK,RG.A,SOV,1" SW CONN | 2207
MVP20-1AK/0122 | MVP20,RG.A,3/4" HA4AK,SOV,1" BW CONN | 2207
MVP20-1AK/0131 | MVP20, 3/4" HA4AK RG A, SOV, 1-1/4" SW CONN | 2486
MVP20-1AK/0301 | MVP20, 3/4" HA4AK RG.B, SOV, 3/4" SW CONN | 2131
MVP20-1AK/0321 | MVP20, 3/4" HA4AK RG.B, SOV, 1" SW CONN | 2207
MVP20-1AK/B101 | MVP20,3/4" HA4AK RG.A,SOV,50%RED,3/4" SW CONN | 2131
MVP20-1AK/B121 | MVP20,3/4" HA4AK RGA,SOV,50% RED,1" SW CONN | 2207
MVP20-1AKS/0101 | MVP20,3/4" HA4AK RG. A ELEC,SOV,3/4" SW CONN | 2515
MVP20-1AKS/0102 | MVP20,3/4" HA4AK RG. A ELEC,SOV,3/4" BW CONN | 2515
MVP20-1AKS/0121 | MVP20, 3/4" HA4AK RG. A ELEC, SOV, 1" SW CONN | 2591
MVP20-1AKS/0122 | MVP20, 3/4" HA4AK RG. A ELEC, SOV, 1" BW CONN | 2591
MVP20-1AL/0101 | MVP20, 3/4" DIFF PRES REG RG.A,SOV,3/4" SW CONN | 2311
MVP20-1AL/0102 | MVP20,3/4" DIFF PRES REG RG. A,SOV,3/4" BW CONN | 2311
MVP20-1AL/0121 | MVP20, 3/4" DIFF PRES REG RG.A, SOV, 1" SW CONN | 2387
MVP20-1AL/0122 | MVP20, 3/4" DIFF PRES REG RG A,SOV,1" BW CONN | 2387
MVP20-1AM/0101 | MVP20, 3/4" EMC REG RG.A, SOV, 3/4" SW CONN | 3302
MVP20-1AM/0102 | MVP20, 3/4" EMC REG RG.A, SOV, 3/4" BW CONN | 3302
MVP20-1AM/0121 | MVP20, 3/4" EMC REG RG.A, SOV, 1" SW CONN | 3378
MVP20-1AM/0122 | MVP20, 3/4" EMC REG RG.A, SOV, 1" BW CONN | 3378
MVP20-1AM/0131 | MVP20,3/4" EMC REG RG.A,SOV,1-1/4" SW CONN | 3657
MVP20-1AO/0101 | MVP20,3/4" OUT PRES REG RG V,SOV,3/4" SW CONN | 2445
MVP20-1AO/0102 | MVP20,3/4" OUT PRES REG RG V,SOV,3/4" BW CONN | 2445
MVP20-1AO/0121 | MVP20,3/4" OUT PRES REG RG V,SOV,1" SW CONN | 2521
MVP20-1AO/0122 | MVP20,3/4" OUT PRES REG RG V, SOV,1" BW CONN | 2521
MVP20-1AO/0131 | MVP20,3/4" OUT PRESS REG RG.V,SOV,1-1/4" SW CONN | 2800
MVP20-1AO/0321 | MVP20,3/4" OUT PRESS REG RG.B,SOV,1" SW CONN | 2521
MVP20-1AO/0331 | MVP20,3/4" OUT PRESS REG RG.B,SOV,1-1/4" SW CONN | 2800
MVP20-1AO/A301 | MVP20,3/4" OUT PRES REG RG B,SOV,25%RED,3/4" SW | 2445
MVP20-1AOS-H/0101 | MVP20,3/4"OUT PRES REG RG.V,ELEC,HDWL,SOV,3/4"SW C | 2908
MVP20-1AOS-H/0301 | MVP20,3/4"OUT PRES REG RG.B,ELEC,HDWL,SOV,3/4"SW C | 2908
MVP20-1AOS/0101 | MVP20,3/4"OUT PRES REG RG V ELEC,SOV,3/4"SW CONN | 2829
MVP20-1AOS/0121 | MVP20,3/4" OUT PRES REG RG.V ELEC,SOV,1 "SW CONN | 2905
MVP20-1AOS/0131 | MVP20,3/4" OUT PRES REG. RG.V,ELEC,SOV,1-1/4" SW | 3184
MVP20-1AOS/0142 | MVP20,3/4" OUT PRES REG. RG.V,ELEC,SOV,1-1/2" BW | 3586
MVP20-1AOS/0301 | MVP20,3/4"OUT PRES REG RG B ELEC,SOV,3/4"SW CONN | 2829
MVP20-1AOS/0321 | MVP20, 3/4" OUT PRES REG RG.B ELEC,SOV,1 " SW CONN | 2905
MVP20-1AOS/A101 | MVP20,3/4"OUT REG RG.V ELEC,SOV,25%RED,3/4"SW CONN | 2829
MVP20-1AOS/A121 | MVP20,3/4" OUT REG RG.V ELEC,SOV,25%RED,1"SW CONN | 2905
MVP20-1AOS/B101 | MVP20,3/4"OUT REG RG.V ELEC,SOV,50%RED,3/4"SW CONN | 2829
MVP20-1AOS/B131 | MVP20,3/4"OUT REG RG.V ELEC,SOV,50%RED,1-1/4"SW CO | 3184
MVP20-1AOS/B142 | MVP20,3/4"OUT REG RG.V ELEC,SOV,50%RED,1-1/2"BW | 3586
MVP20-1AOSB/B101 | MVP20,3/4"OUT REG RG.V ELEC,WO,SOV,50%RED,3/4"SW | 3213
MVP20-1AP/0101 | MVP20,3/4" PNEUM PRES REG RG A,SOV,3/4" SW CONN | 2177
MVP20-1AP/0102 | MVP20,3/4" PNEUM PRES REG RG A,SOV,3/4" BW CONN | 2177
MVP20-1AP/0121 | MVP20, 3/4" PNEUM PRES REG RG A,SOV,1" SW CONN | 2253
MVP20-1AP/0122 | MVP20, 3/4" PNEUM PRES REG RG A,SOV,1" BW CONN | 2253
MVP20-1AQ/0121 | MVP20, 3/4" EC REG RG Q1, SOV, 1" SW CONN | 2253
MVP20-1AQ/0142 | MVP20, 3/4" EC REG RG Q1, SOV, 1-1/2" BW CONN | 2934
MVP20-1AQ/B121 | MVP20,3/4" EC REG RG.Q1,SOV,50% RED,1" SW CONN | 2253
MVP20-1AS-H/0101 | MVP20,3/4" REG RG.A ELEC,SOV,HDWL,3/4" SW CONN | 2508
MVP20-1AS-H/0121 | MVP20,3/4" REG RG. A ELEC,SOV,HDWL,1" SW CONN | 2584
MVP20-1AS-Z/0101 | MVP20,3/4" REG RG.A ELEC,SOV,3/4" SW,PLTD | 2631
MVP20-1AS-Z/0131 | MVP20,3/4" REG ELEC SO,RG.A,SOV,1-1/4" SW CON,PLTD | 2986
MVP20-1AS-Z/0142 | MVP20,3/4" REG ELEC SO,RG.A,SOV,1-1/2" BW CON,PLTD | 3388
MVP20-1AS/0101 | MVP20,3/4" REG RG. A ELEC,SOV,3/4" SW CONN | 2429
MVP20-1AS/0102 | MVP20, 3/4" REG RG. A ELEC, SOV, 3/4" BW CONN | 2429
MVP20-1AS/0121 | MVP20, 3/4" REG RG. A ELEC, SOV, 1" SW CONN | 2505
MVP20-1AS/0122 | MVP20, 3/4" REG RG. A ELEC, SOV, 1" BW CONN | 2505
MVP20-1AS/0131 | MVP20,3/4"REG W/ELEC SO,RG. A,SOV,1-1/4" SW CONN | 2784
MVP20-1AS/0142 | MVP20,3/4" REG W/ELEC SO,RG.A,SOV,1-1/2" BW CONN | 3186
MVP20-1AS/0321 | MVP20,3/4" REG. RG.B,ELEC,SOV,1" SW CONN | 2505
MVP20-1AS/0331 | MVP20,3/4" REG. RG.B,ELEC,SOV,1-1/4" SW CONN | 2784
MVP20-1AS/A101 | MVP20,3/4" REG RG. A ELEC,SOV,25%RED,3/4" SW CONN | 2429
MVP20-1AS/A131 | MVP20,3/4"REG RG.A ELEC,SOV,25%RED,1-1/4"SW CONN | 2784
MVP20-1AS/A601 | MVP20,3/4" REG RG. D ELEC,SOV,25%RED,3/4" SW CONN | 2429
MVP20-1AS/B121 | MVP20,3/4" REG RG.A ELEC,SOV,50%RED,1" SW CONN | 2505
MVP20-1AS/B131 | MVP20,3/4"REG RG.A ELEC,SOV,50%RED,1-1/4"SW CONN | 2784
MVP20-1AS/B542 | MVP20,3/4" REG RG.V ELEC,SOV,50%RED,1-1/2" BW CONN | 3410
MVP20-1MCR/0001 | MVP20,3/4"MCR,SOV,3/4"SW CONN | 5995
MVP20-1MCR/0031 | MVP20,3/4"MCR,SOV,1-1/4" SW CONN | 6329
MVP20-1MCV/0001 | MVP20,3/4"MCV,SOV,3/4"SW CONN | 5995
MVP20-1MCV/0021 | MVP20,3/4"MCV,SOV,1"SW CONN | 6066
MVP20-1MCV/0031 | MVP20,3/4"MCV,SOV,1-1/4"SW CONN | 6329
MVP20-1SD/0001 | MVP20, 3/4" 2-STEP SOL, SOV, 3/4" SW CONN | 2603
MVP20-1SD/0021 | MVP20, 3/4" 2-STEP SOLENOID, SOV, 1" SW CONN | 2674
MVP20-1SD/0031 | MVP20, 3/4" 2-STEP SOL, SOV, 1-1/4" SW CONN | 2937
MVP20-2-25/0021 | MVP20, 3/4" SOL, 1" HEV, 1" SW CONN | 2090
MVP20-2-32/0031 | MVP20,3/4" SOL,1-1/4" HEV,1-1/4" SW CONN | 2324
MVP20-2-32/0042 | MVP20, 3/4" SOL, 1-1/4" HEV, 1-1/2" BW CONN | 2790
MVP20-2-E/0001 | MVP20,3/4" SOL,HEV,EXT NECK,SS TRIM,3/4" SW CONN | 2227
MVP20-2-H/0001 | MVP20,3/4" SOL,HEV,HDWL,3/4" SW CONN | 2059
MVP20-2-H/0031 | MVP20, 3/4" SOL, HEV, HDWL, 1-1/4" SW CONN | 2403
MVP20-2-Z/0001 | MVP20,3/4" SOL,HEV,3/4" SW CONN,PLATED | 2182
MVP20-2-Z/0021 | MVP20, 3/4" SOL, HEV, 1" SW CONN, PLTD | 2292
MVP20-2-Z/0031 | MVP20,3/4" SOL,HEV,1-1/4" SW CONN,PLT | 2526
MVP20-2-ZE/0021 | MVP20,3/4" SOL,HEV,EXT NCK SS TRIM,1" SW CONN,PLT | 2539
MVP20-2-ZE/B021 | MVP20,3/4"SOL,HEV,50% RED,EXT NCK SS TRIM,1"SW,PLT | 2539
MVP20-2/0001 | MVP20, 3/4" SOL, HEV, 3/4" SW CONN | 1980
MVP20-2/0002 | MVP20, 3/4" SOL, HEV, 3/4" BW CONN | 1980
MVP20-2/0021 | MVP20, 3/4" SOL, HEV, 1" SW CONN | 2090
MVP20-2/0022 | MVP20, 3/4" SOL, HEV, 1" BW CONN | 2090
MVP20-2/0031 | MVP20, 3/4" SOL, HEV, 1-1/4" SW CONN | 2324
MVP20-2/0032 | MVP20, 3/4" SOL, HEV, 1-1/4" BW CONN | 2324
MVP20-2/0042 | MVP20, 3/4" SOL, HEV, 1-1/2" BW CONN | 2790
MVP20-2/A042 | MVP20,3/4" SOL,HEV,25% RED,1-1/2" BW CONN | 2790
MVP20-2/B001 | MVP20, 3/4" SOL,HEV,50% RED, 3/4" SW CONN | 1980
MVP20-2/B021 | MVP20,3/4" SOL,HEV,50% RED,1" SW CONN | 2090
MVP20-2MCV/0042 | MVP20,3/4" MCV,1" HEV,1-1/2" BW CONN | 6818
MVP20-2SD/0001 | MVP20,3/4" TWO-STEP SOL,HEV,3/4" SW CONN | 2616
MVP20-2SD/0021 | MVP20,3/4" TWO-STEP SOLENOID,HEV,1" SW CONN | 2726
MVP20-2SD/0022 | MVP20,3/4" TWO-STEP SOLENOID,HEV,1" BW CONN | 2726
MVP20-3-25/0021 | MVP20, 3/4" SOL, 1" SCKHEV, 1" SW CONN | 2371
MVP20-3-25/B031 | MVP20,3/4" SOL,1"SCKHEV,50% RED,1-1/4" SW CONN | 2605
MVP20-3-32/0031 | MVP20,3/4" SOL,1-1/4" SCKHEV,1-1/4" SW CONN | 2605
MVP20-3-H/0001 | MVP20, 3/4" SOL, SCKHEV, HDWL, 3/4" SW CONN | 2339
MVP20-3-H/0021 | MVP20,3/4" SOL,SCKHEV,HDWL,1" SW CONN | 2450
MVP20-3-Z/0001 | MVP20,3/4" SOL,SCK/HEV,3/4" SW CONN,PLATED | 2462
MVP20-3-Z/0021 | MVP20, 3/4" SOL, SCKHEV, 1" SW CONN, PLTD | 2573
MVP20-3-Z/0031 | MVP20,3/4" SOL,SCKHEV,1-1/4" SW CONN,PLTD | 2807
MVP20-3-Z/B001 | MVP20,3/4" SOL,SCK/HEV,50% RED,3/4" SW CONN,PLT | 2462
MVP20-3-Z/B002 | MVP20,3/4" SOL,SCK-HEV,50% RED,3/4" BW CONN,PLT | 2462
MVP20-3/0001 | MVP20, 3/4" SOL, SCKHEV, 3/4" SW CONN | 2260
MVP20-3/0002 | MVP20, 3/4" SOL, SCKHEV, 3/4" BW CONN | 2260
MVP20-3/0021 | MVP20, 3/4" SOL, SCKHEV, 1" SW CONN | 2371
MVP20-3/0022 | MVP20, 3/4" SOL, SCKHEV, 1" BW CONN | 2371
MVP20-3/0031 | MVP20 3/4" SOL, SCKHEV, 1-1/4" SW CONN | 2605
MVP20-3/0032 | MVP20,3/4" SOL,SCKHEV,1-1/4" BW CONN | 2605
MVP20-3/0042 | MVP20,3/4" SOL,SCKHEV,1-1/2" BW CONN | 3071
MVP20-3/A001 | MVP20,3/4" SOL,SCKHEV,25% RED,3/4" SW CONN | 2260
MVP20-3/B001 | MVP20, 3/4" SOL, SCKHEV, 50% RED, 3/4" SW CONN | 2260
MVP20-3/B002 | MVP20,3/4" SOL,SCKHEV,50% RED,3/4" BW CONN | 2260
MVP20-3/B021 | MVP20,3/4" SOL,SCKHEV,50% RED,1" SW CONN | 2371
MVP20-3/B031 | MVP20,3/4" SOL,SCKHEV,50% RED,1-1/4" SW CONN | 2605
MVP20-3SD-Z/0002 | MVP20,3/4" 2-STEP SOL,SCK-HEV,3/4" BW CONN,PLT | 3098
MVP20-3SD/0021 | MVP20,3/4" TWO-STEP SOL,SCKHEV,1" SW CONN | 3007
MVP20-3SD/0031 | MVP20, 3/4" TWO-STEP SOL, SCKHEV, 1-1/4" SW CONN | 3241
MVP20-3SD/B001 | MVP20, 3/4" TWO-STEP SOL, SCKHEV, 50% RED, 3/4" SW | 2896
MVP20-4-32/0031 | MVP20,3/4" SOL,1-1/4" SCK,1-1/4" SW CONN | 2580
MVP20-4-32/0032 | MVP20,3/4" SOL,1-1/4" SCK,1-1/4" BW CONN | 2580
MVP20-4-H/0001 | MVP20,3/4" SOL,SCK,HDWL,3/4" SW CONN | 2326
MVP20-4-H/0021 | MVP20,3/4" SOL,SCK,HDWL,1" SW CONN | 2397
MVP20-4-H/A001 | MVP20,3/4" SOL,SCK,HDWL,25% RED,3/4" SW CONN | 2326
MVP20-4-Z/0001 | MVP20,3/4" SOL,SCK,3/4" SW CONN,PLT | 2449
MVP20-4/0001 | MVP20, 3/4" SOL, SCK, 3/4" SW CONN | 2247
MVP20-4/0002 | MVP20, 3/4" SOL, SCK, 3/4" BW CONN | 2247
MVP20-4/0021 | MVP20, 3/4" SOL, SCK, 1" SW CONN | 2318
MVP20-4/0022 | MVP20, 3/4" SOL, SCK, 1" BW CONN | 2318
MVP20-4/0031 | MVP20, 3/4" SOL, SCK, 1-1/4" SW CONN | 2580
MVP20-4/0042 | MVP20, 3/4" SOL, SCK, 1-1/2" BW CONN | 2968
MVP20-4/B002 | MVP20,3/4" SOL,SCK,50% RED,3/4" BW CONN | 2247
MVP20-4/B021 | MVP20,3/4" SOL,SCK,50% RED,1" SW CONN | 2318
MVP20-4A-Z/0121 | MVP20,3/4" PRES REG RG.A,SCK,1" SW CONN,PLTD | 2616
MVP20-4A/0101 | MVP20, 3/4" REG RG A, SCK, 3/4" SW CONN | 2341
MVP20-4A/0131 | MVP20,3/4" REG RG A,SCK,1-1/4" SW CONN | 2693
MVP20-4A/B131 | MVP20, 3/4" REG RG.A 50% REDUCED, SCK, 1-1/4" SW | 2693
MVP20-4AB/0101 | MVP20,3/4" REG RG.A,WO,SCK,3/4" SW CONN | 2725
MVP20-4AB/0121 | MVP20, 3/4" REG RG.A, WO, SCK, 1" SW CONN | 2798
MVP20-4AB/0142 | MVP20, 3/4" REG RG.A, WO, SCK, 1-1/2" BW CONN | 3480
MVP20-4ABK/0101 | MVP20, 3/4" HA4ABK, SCK, 3/4" SW CONN | 2811
MVP20-4ABK/0121 | MVP20, 3/4" HA4ABK, SCK, 1" SW CONN | 2884
MVP20-4AK-Z/0101 | MVP20, 3/4" HA4AK RG.A, SCK, 3/4" SW CONN, PLT | 2629
MVP20-4AK/0101 | MVP20,3/4" HA4AK,RG.A,SCK,3/4" SW CONN | 2427
MVP20-4AK/0121 | MVP20,3/4" HA4AK,RG.A,SCK,1" SW CONN | 2500
MVP20-4AK/0131 | MVP20,3/4" HA4AK,RG.A,SCK,1-1/4" SW CONN | 2779
MVP20-4AK/B101 | MVP20,3/4" HA4AK RG.A,SCK,50%RED,3/4" SW CONN | 2427
MVP20-4AO/0121 | MVP20,3/4" OUT PRES REG RG.V,SCK,1" SW CONN | 2814
MVP20-4AOS/0121 | MVP20,3/4" OUT PRES REG RG.V ELEC,SCK,1" SW CONN | 3198
MVP20-4AOS/0301 | MVP20,3/4" OUTLET PRES REG RG.B,ELEC,SCK,3/4" SW | 3125
MVP20-4AOS/A121 | MVP20,3/4"OUT REG,RG.V,ELEC,SCK,25%RED,1" SW CON | 3198
MVP20-4AS-Z/0131 | MVP20,3/4"REG ELEC SO,RG.A,SCK,1-1/4" SW CONN,PLTD | 3279
MVP20-4AS-Z/0142 | MVP20,3/4"REG ELEC SO,RG.A,SCK,1-1/2" BW CONN,PLTD | 3682
MVP20-4MCR/0042 | MVP20,3/4"MCR,SCK,1-1/2" BW CONN | 6996
MVP20-6/0021 | MVP20, 3/4" SOLENOID, BLANK, 1" SW CONN | 1688
MVP20-6AK/0102 | MVP20, 3/4" HA4AK RG A, BLANK, 3/4" BW CONN | 1802
MVP20-6AK/0132 | MVP20,3/4" HA4AK RG A,BLANK,1-1/4" BW CONN | 1978
MVP20-7MCR/0001 | MVP20,3/4"SOLENOID,MCR,3/4"SW CONN | 6783
MVP20-7MCR/0021 | MVP20,3/4"SOLENOID,MCR,1"SW CONN | 6894
MVP20-7MCR/0022 | MVP20,3/4"SOLENOID,MCR,1"BW CONN | 6894
MVP20-7MCR/0031 | MVP20,3/4"SOLENOID,MCR,1-1/4"SW CONN | 7126
MVP20-7MCR/0042 | MVP20,3/4"SOLENOID,MCR,1-1/2"BW CONN | 7592
MVP20-7MCV/0001 | MVP20,3/4"SOLENOID,MCV,3/4"SW CONN | 6783
MVP20-7MCV/0021 | MVP20,3/4"SOLENOID,MCV,1"SW CONN | 6894
MVP25-1-E/2021 | MVP25,1" SOL,SOV,EXT NECK,SS TRIM,1" SW CONN | 2595
MVP25-1-H/2021 | MVP25,1" SOL,SOV,HDWL,1" SW CONN | 2427
MVP25-1-H/2031 | MVP25,1" SOL,SOV,HDWL,1-1/4" SW CONN | 2692
MVP25-1-HE/2021 | MVP25,1" SOL,SOV,EXT NECK,SS TRIM,HWL, 1" SW CONN | 2674
MVP25-1-S/2021 | MVP25, 1" SOL, 100 MESH, 1" SW CONN | 2497
MVP25-1-S/2031 | MVP25,1" SOL,100 MESH,SOV,1-1/4" SW CONN | 2762
MVP25-1-Z/2021 | MVP25,1" SOL,SOV,1" SW CONN,PLTD | 2550
MVP25-1-Z/2031 | MVP25, 1" SOL, SOV, 1-1/4" SW CONN, PLTD | 2815
MVP25-1/2021 | MVP25, 1" SOL, SOV, 1" SW CONN | 2348
MVP25-1/2022 | MVP25, 1.0" SOL, SOV, 1" BW CONN | 2348
MVP25-1/2031 | MVP25, 1" SOL, SOV, 1-1/4" SW CONN | 2613
MVP25-1/2032 | MVP25, 1" SOL, SOV, 1-1/4" BW CONN | 2613
MVP25-1/2042 | MVP25,1" SOLENOID,SOV,1-1/2" BW CONN | 2995
MVP25-1A-H/2121 | MVP25, 1" REG RG.A, SOV, HDWL, 1" SW CONN | 2374
MVP25-1A-Z/2121 | MVP25,1" PRES REG RG.A,SOV,1" SW CONN,PLTD | 2497
MVP25-1A-Z/2131 | MVP25, 1" REG RG. A, SOV, 1-1/4" SW CONN, PLTD | 2762
MVP25-1A/2121 | MVP25, 1" REG RG. A, SOV, 1" SW CONN | 2295
MVP25-1A/2122 | MVP25, 1" REG RG. A, SOV, 1" BW CONN | 2295
MVP25-1A/2131 | MVP25, 1" REG RG. A, SOV, 1-1/4" SW CONN | 2560
MVP25-1A/2132 | MVP25,1" REG RG. A,SOV,1-1/4" BW CONN | 2560
MVP25-1A/2142 | MVP25, 1" REG RG. A, SOV, 1-1/2" BW CONN | 2945
MVP25-1A/2331 | MVP25, 1" REG RG.B, SOV, 1-1/4" SW CONN | 2560
MVP25-1AB-H/2121 | MVP25, 1" REG RG. A WO, SOV, HDWL, 1" SW CONN | 2758
MVP25-1AB-Z/2121 | MVP25,1" REG RG. A WO,SOV,1" SW CONN,PLT | 2881
MVP25-1AB-Z/2142 | MVP25, 1" REG RG.A WO, SOV, 1-1/2" BW CONN, PLTD | 3531
MVP25-1AB/2121 | MVP25,1" REG RG. A WO,SOV,1" SW CONN | 2679
MVP25-1AB/2122 | MVP25, 1.0" REG RG.A WO, SOV, 1" BW CONN | 2679
MVP25-1AB/2131 | MVP25,1" REG RG.A WO,SOV,1-1/4" SW CONN | 2944
MVP25-1AB/2131-ACT | MVP25,1" REG RG.A WO,SOV,ACT,1-1/4" SW CONN | 2944
MVP25-1AB/2132 | MVP25,1" REG RG.A WO,SOV,1-1/4" BW CONN | 2944
MVP25-1AB/2142 | MVP25,1" REG RG.A WO,SOV,1-1/2" BW CONN | 3329
MVP25-1AB/2321 | MVP25,1" REGULATOR RG B,WO,SOV,1" SW CONN | 2679
MVP25-1ABK/2121 | MVP25, 1" HA4ABK RG A WO, SOV, 1" SW CONN | 2765
MVP25-1ABK/2122 | MVP25, 1" HA4ABK RG A WO, SOV, 1" SW CONN | 2765
MVP25-1ABK/2131 | MVP25,1" HA4ABK RG A WO,SOV,1-1/4" SW CONN | 3030
MVP25-1ABK/2132 | MVP25,1" HA4ABK RG A WO,SOV,1-1/4" BW CONN | 3030
MVP25-1AD-H/2142 | MVP25,1" REG RG. A DUAL,SOV,HW,1-1/2" BW CONN | 3818
MVP25-1AD-HZ/2131 | MVP25,1" REG RG.A DUAL,SOV,HDWL,1-1/4"SW,PLTD | 3635
MVP25-1AD-Z/2131 | MVP25,1" REG RG.A DUAL,SOV,1-1/4" SW,PLTD | 3556
MVP25-1AD/2121 | MVP25, 1" REG RG. A DUAL, SOV, 1" SW CONN | 3089
MVP25-1AD/2122 | MVP25, 1" REG RG. A DUAL, SOV, 1" BW CONN | 3089
MVP25-1AD/2131 | MVP25, 1" REG RG. A DUAL,SOV,1-1/4" SW CONN | 3354
MVP25-1AD/2132 | MVP25,1" REG RG. A DUAL,SOV,1-1/4" BW CONN | 3354
MVP25-1AD/2142 | MVP25, 1" REG RG. A DUAL, SOV, 1-1/2" BW CONN | 3739
MVP25-1ADM-H/2121 | MVP25,1" PRESS REG DUAL,MTR CMP,HDWL,SOV,1" SW | 4425
MVP25-1ADM-H/2142 | MVP25,1" PRESS REG DUAL,MTR CMP,HDWL,SOV,1-1/2"BW | 5075
MVP25-1ADQ/2121 | MVP25,1" DUAL EC REG RG.Q1, SOV, 1" SW CONN | 3221
MVP25-1ADS/2121 | MVP25,1" DUAL REG RG. A ELEC SO,SOV,1" SW CONN | 3473
MVP25-1ADS/2131 | MVP25,1" DUAL REG RG. A ELEC SO,SOV,1-1/4" SW CONN | 3738
MVP25-1ADS/2142 | MVP25,1" DUAL REG RG. A ELEC SO,SOV,1-1/2" BW | 4123
MVP25-1AK-H/2121 | MVP25,1" HA4AK RG A,SOV,HDWL,1" SW CONN | 2460
MVP25-1AK-Z/2121 | MVP25, 1" HA4AK RG.A, SOV, 1" SW CONN, PLTD | 2583
MVP25-1AK/2121 | MVP25,1" HA4AK RG A,SOV,1" SW CONN | 2381
MVP25-1AK/2122 | MVP25,1" HA4AK,RG.A,SOV,1" BW CONN | 2381
MVP25-1AK/2131 | MVP25,1" HA4AK,RG.A,SOV,1-1/4" SW CONN | 2646
MVP25-1AK/2132 | MVP25,1" HA4AK,RG.A,SOV,1-1/4" BW CONN | 2646
MVP25-1AK/2142 | MVP25,1" HA4AK,RG.A,SOV,1-1/2" BW CONN | 3031
MVP25-1AK/2321 | MVP25,1" HA4AK,RG.B,SOV,1" SW CONN | 2381
MVP25-1AK/2342 | MVP25,1" HA4AK,RG.B,SOV,1-1/2" BW CONN | 3031
MVP25-1AKS/2121 | MVP25, 1" HA4AK RG. A ELEC, SOV, 1" SW CONN | 2765
MVP25-1AKS/2122 | MVP25,1" HA4AK RG.A,SOV,1" BW CONN | 2765
MVP25-1AKS/2131 | MVP25,1" HA4AK RG. A,SOV,1-1/4" SW CONN | 3030
MVP25-1AKS/2132 | MVP25,1" HA4AK RG.A ELEC,SOV,1-1/4" BW CONN | 3030
MVP25-1AL/2121 | MVP25,1" DIFF PRES REG RG.A,SOV,1" SW CONN | 2561
MVP25-1AL/2122 | MVP25,1" DIFF PRES REG RG A,SOV,1" BW CONN | 2561
MVP25-1AL/2131 | MVP25,1" DIFF PRES REG RG.A,SOV,1-1/4" SW CONN | 2826
MVP25-1AL/2132 | MVP25,1" DIFF PRES REG RG A,SOV,1-1/4" BW CONN | 2826
MVP25-1AM/2121 | MVP25,1" EMC REG RG.A,SOV,1" SW CONN | 3552
MVP25-1AM/2122 | MVP25,1" EMC REG RG.A,SOV,1" BW CONN | 3552
MVP25-1AM/2131 | MVP25,1" EMC REG RG.A,SOV,1-1/4" SW CONN | 3817
MVP25-1AM/2132 | MVP25,1" EMC REG RG.A,SOV,1-1/4" BW CONN | 3817
MVP25-1AM/2142 | MVP25,1" EMC REG RG.A, SOV, 1-1/2" BW CONN | 4202
MVP25-1AO-H/2121 | MVP25,1" OUT PRES REG RG V,SOV,HDWL,1" SW CONN | 2774
MVP25-1AO/2121 | MVP25,1" OUT PRES REG RG V,SOV,1" SW CONN | 2695
MVP25-1AO/2122 | MVP25,1" OUT PRES REG RG V,SOV,1" BW CONN | 2695
MVP25-1AO/2131 | MVP25,1" OUT PRES REG RG V,SOV,1-1/4" SW CONN | 2960
MVP25-1AO/2132 | MVP25,1" OUT PRES REG RG V,SOV,1-1/4" BW CONN | 2960
MVP25-1AO/2142 | MVP25,1" OUT PRES REG RG V,SOV,1-1/2" BW CONN | 3345
MVP25-1AO/2342 | MVP25,1" OUT PRES REG RG B,SOV,1-1/2" BW CONN | 3345
MVP25-1AOS-H/2121 | MVP25,1" OUT PRES REG RG.V ELEC,SOV,HDWL,1"SW CONN | 3158
MVP25-1AOS-H/2321 | MVP25,1" OUT PRES REG RG.B ELEC,HDWL,SOV,1"SW CONN | 3158
MVP25-1AOS-Z/2121 | MVP25,1" OUT PRES REG RG.V ELEC,SOV,1" SW CONN,PLT | 3281
MVP25-1AOS-ZE/2331 | MVP25,1"OUT PRES REG RG.B ELC,SOV,EXT,1-1/4"SW,PLT | 3793
MVP25-1AOS/2121 | MVP25,1" OUT PRES REG RG.V ELEC,SOV,1" SW CONN | 3079
MVP25-1AOS/2131 | MVP25,1" OUT PRES REG RG.V ELEC,SOV,1-1/4" SW CONN | 3344
MVP25-1AOS/2142 | MVP25,1" OUT PRES REG RG.V ELEC,SOV,1-1/2" BW CONN | 3729
MVP25-1AOS/2321 | MVP25,1" OUT PRES REG RG.B ELEC,SOV,1" SW CONN | 3079
MVP25-1AP/2121 | MVP25,1" PNEUM PRES REG RG A,SOV,1" SW CONN | 2427
MVP25-1AP/2122 | MVP20,1" PNEUM PRES REG RG A,SOV,1" BW CONN | 2427
MVP25-1AP/2131 | MVP25,1" PNEUM PRES REG RG A,SOV,1-1/4" SW CONN | 2692
MVP25-1AP/2132 | MVP25,1" PNEUM PRES REG RG A,SOV,1-1/4" BW CONN | 2692
MVP25-1AS-H/2121 | MVP25,1" REG RG.A ELEC SO,SOV,HDWL,1" SW CONN | 2758
MVP25-1AS-Z/2131 | MVP25,1" REG W/ELEC SO, RG.A,SOV,1-1/4" SW, PLTD | 3146
MVP25-1AS/2121 | MVP25, 1" REG RG. A ELEC, SOV, 1" SW CONN | 2679
MVP25-1AS/2122 | MVP25, 1" REG RG. A ELEC, SOV, 1" BW CONN | 2679
MVP25-1AS/2131 | MVP25, 1" REG W/ELEC SO, RG.A, SOV, 1-1/4" SW CONN | 2944
MVP25-1AS/2132 | MVP25,1" REG RG.A ELEC,SOV,1-1/4" BW CONN | 2944
MVP25-1AS/2142 | MVP25, 1" REG RG. A ELEC, SOV, 1-1/2" BW CONN | 3329
MVP25-1AS/2542 | MVP25,1" REG RG. V ELEC,SOV,1-1/2" BW CONN | 3553
MVP25-1ASB/2142 | MVP25,1"REG,RG A ELEC,WO,SOV, 1 1/2" BW CONN | 3713
MVP25-1MCR/2021 | MVP25,1"MCR,SOV,1"SW CONN | 6376
MVP25-1MCR/2031 | MVP25,1"MCR,SOV,1-1/4"SW CONN | 6641
MVP25-1MCR/2042 | MVP25,1"MCR,SOV,1-1/2"BW CONN | 7023
MVP25-1MCV-H/2031 | MVP25,1"MCV,SOV,HDWL,1-1/4" SW CONN | 6720
MVP25-1MCV/2021 | MVP25,1"MCV,SOV,1"SW CONN | 6376
MVP25-1MCV/2031 | MVP25,1"MCV,SOV,1-1/4" SW CONN | 6641
MVP25-1SD/2021 | MVP25, 1" 2-STEP SOL, SOV, 1" SW CONN | 2984
MVP25-1SD/2031 | MVP25, 1" 2-STEP SOL, SOV, 1-1/4" SW CONN | 3249
MVP25-1SD/2042 | MVP25, 1" 2-STEP SOL, SOV, 1-1/2" BW CONN | 3631
MVP25-2-32/2042 | MVP25,1" SOL,1-1/4" HEV,1-1/2" BW CONN | 3099
MVP25-2-H/2021 | MVP25,1" SOL,HEV,HDWL,1" SW CONN | 2480
MVP25-2-H/2031 | MVP25,1" SOL,HEV,HDWL,1-1/4" SW CONN | 2714
MVP25-2-Z/2021 | MVP25,1" SOL,HEV,1" SW CONN,PLATED | 2603
MVP25-2-Z/2031 | MVP25,1" SOL,HEV,1-1/4" SW CONN,PLT | 2837
MVP25-2/2021 | MVP25, 1" SOL, HEV, 1" SW CONN | 2401
MVP25-2/2022 | MVP25, 1" SOL, HEV, 1" BW CONN | 2401
MVP25-2/2031 | MVP25, 1" SOL, HEV, 1-1/4" SW CONN | 2635
MVP25-2/2032 | MVP25, 1" SOL, HEV, 1-1/4" BW CONN | 2635
MVP25-2/2042 | MVP25, 1" SOL, HEV, 1-1/2" BW CONN | 3099
MVP25-2SD/2021 | MVP25, 1" 2-STEP SOLENOID, HEV, 1" SW CONN | 3037
MVP25-2SD/2031 | MVP25,1" 2-STEP SOLENOID,HEV,1-1/4" SW CONN | 3271
MVP25-2SD/2042 | MVP25,1" 2-STEP SOLENOID,HEV,1-1/2" BW CONN | 3735
MVP25-3-32/2031 | MVP25,1" SOL,1-1/4" SCKHEV,1-1/4" SW CONN | 2993
MVP25-3-H/2021 | MVP25,1" SOL,SCKHEV,HDWL,1" SW CONN | 2837
MVP25-3-H/2031 | MVP25, 1" SOL, SCKHEV, HDWL, 1-1/4" SW CONN | 3072
MVP25-3-HE/2042 | MVP25,1"SOL,SCKHEV,EXT,HW,1-1/2" BW CONN | 3783
MVP25-3-Z/2021 | MVP25,1" SOL,SCKHEV,1" SW CONN,PLATED | 2960
MVP25-3-Z/2031 | MVP25,1" SOL,SCKHEV,1-1/4" SW CONN,PLATED | 3195
MVP25-3/2021 | MVP25, 1" SOL, SCKHEV, 1" SW CONN | 2758
MVP25-3/2022 | MVP25, 1" SOL, SCKHEV, 1" BW CONN | 2758
MVP25-3/2031 | MVP25, 1" SOL, SCKHEV, 1-1/4" SW CONN | 2993
MVP25-3/2032 | MVP25, 1" SOL, SCKHEV, 1-1/4" BW CONN | 2993
MVP25-3/2042 | MVP25, 1" SOL, SCKHEV, 1-1/2" BW CONN | 3457
MVP25-3SD/2021 | MVP25,1" 2-STEP SOL,SCKHEV,1" SW CONN | 3394
MVP25-4-E/2021 | MVP25, 1" SOLENOID, SCK, EXT NECK,1" SW CONN | 2954
MVP25-4-H/2021 | MVP25,1"SOL,SCK,HDWL,1" SW CONN | 2786
MVP25-4-H/2031 | MVP25,1"SOL,SCK,HDWL,1-1/4" SW CONN | 3048
MVP25-4-Z/2021 | MVP25,1" SOLENOID,SCK,1" SW CONN,PLT | 2909
MVP25-4/2021 | MVP25, 1" SOLENOID, SCK, 1" SW CONN | 2707
MVP25-4/2022 | MVP25, 1" SOLENOID, SCK, 1" BW CONN | 2707
MVP25-4/2031 | MVP25, 1" SOLENOID, SCK, 1-1/4" SW CONN | 2969
MVP25-4/2032 | MVP25, 1" SOLENOID, SCK, 1-1/4" BW CONN | 2969
MVP25-4/2042 | MVP25, 1" SOLENOID, SCK, 1-1/2" BW CONN | 3355
MVP25-4A/2121 | MVP25, 1" REG RG. A, SCK, 1" SW CONN | 2655
MVP25-4A/2131 | MP25,1" REG RG.A,SCK,1-1/4" SW CONN | 2920
MVP25-4AB-Z/2121 | MVP25,1" REG RG.A WO, SCK,1" SW CONN,PLTD | 3241
MVP25-4ABK/2121 | MVP25, 1" HA4ABK RG.A WO, SCK, 1" SW CONN | 3125
MVP25-4ABK/2131 | MVP25, 1" HA4ABK RG A WO, SCK, 1-1/4" SW CONN | 3390
MVP25-4AK-E/2121 | MVP25,1" HA4AK,RG.A,SCK, EXT NECK, 1" SW CONN | 2988
MVP25-4AK-H/2121 | MVP25,1" HA4AK,RG.A,SCK,HDWL,1" SW CONN | 2820
MVP25-4AK-Z/2131 | MVP25,1" HA4AK,RG.A,SCK,1-1/4" SW CONN,PLT | 3208
MVP25-4AK/2121 | MVP25,1" HA4AK,RG.A,SCK,1" SW CONN | 2741
MVP25-4AK/2131 | MVP25,1" HA4AK,RG.A,SCK,1-1/4" SW CONN | 3006
MVP25-4AK/2142 | MVP25,1" HA4AK,RG.A,SCK,1-1/2" BW CONN | 3388
MVP25-4AK/2321 | MVP25,1" HA4AK,RG.B,SCK,1" SW CONN | 2741
MVP25-4AOS/2131 | MVP25,1" OUT PRES REG RG.V ELEC,SCK,1-1/4" SW CONN | 3704
MVP25-4AS/2121 | MVP25,1" REG W/ELEC SO,RG.A,SCK,1" SW CONN | 3039
MVP25-4AS/2131 | MVP25,1" REG W/ELEC SO,RG.A,SCK,1-1/4" SW CONN | 3304
MVP25-4MCR/2042 | MVP25,1"MCR,SCK,1-1/2"BW CONN | 7383
MVP25-5AK/2121 | ENG,MVP25, 1" HA4AK RG A, CHECK, 1" SW CONN | 2389
MVP25-6-H/2021 | MVP25,1" SOLENOID,BLANK,HDWL,1" SW CONN | 2076
MVP25-6-Z/2031 | MVP25,1" SOL,BLANK,1-1/4" SW CONN,PLT | 2329
MVP25-6/2021 | MVP25, 1" SOLENOID, BLANK, 1" SW CONN | 1997
MVP25-6/2031 | MVP25,1" SOL,BLANK,1-1/4" SW CONN | 2127
MVP25-7MCR-H/2021 | MVP25,1"SOLENOID,MCR,HW,1"SW CONN | 7282
MVP25-7MCR/2021 | MVP25,1"SOLENOID,MCR,1"SW CONN | 7203
MVP25-7MCR/2031 | MVP25,1"SOLENOID,MCR,1-1/4"SW CONN | 7436
MVP25-7MCV-H/2021 | MVP25,1"SOLENOID,MCV,HW,1"SW CONN | 7282
MVP25-7MCV/2021 | MVP25,1"SOLENOID,MCV,1"SW CONN | 7203
MVP32-1-H/3031 | MVP32,1-1/4" SOL,SOV,HDWL,1-1/4" SW CONN | 2777
MVP32-1-S/3031 | MVP32, 1-1/4" SOL, 100 MESH, 1-1/4" SW CONN | 2847
MVP32-1-Z/3031 | MVP32,1-1/4" SOL,SOV,1-1/4" SW CONN,PLATED | 2900
MVP32-1-Z/3042 | MVP32,1-1/4" SOL,SOV,1-1/2" BW CONN,PLT | 3258
MVP32-1/3031 | MVP32, 1-1/4" SOL, SOV, 1-1/4" SW CONN | 2698
MVP32-1/3031-ACT | MVP32,1-1/4" SOL,SOV,ACT,1-1/4" SW CONN | 2698
MVP32-1/3032 | MVP32, 1-1/4" SOL, SOV, 1-1/4" BW CONN | 2698
MVP32-1/3042 | MVP32, 1-1/4" SOL, SOV, 1-1/2" BW CONN | 3056
MVP32-1A-H/3131 | MVP32,1-1/4" REG RG. A,SOV,HDWL,1-1/4" SW CONN | 2753
MVP32-1A-Z/3131 | MVP32,1-1/4" REG RG. A,SOV,1-1/4" SW CONN,PLATED | 2876
MVP32-1A-Z/3142 | MVP32,1-1/4" REG RG. A,SOV,1-1/2" BW CONN, PLTD | 3236
MVP32-1A/3131 | MVP32, 1-1/4" REG RG. A, SOV, 1-1/4" SW CONN | 2674
MVP32-1A/3132 | MVP32, 1-1/4" REG RG. A, SOV, 1-1/4" BW CONN | 2674
MVP32-1A/3142 | MVP32,1-1/4" REG RG. A,SOV,1-1/2" BW CONN | 3034
MVP32-1A/3331 | MVP32,1-1/4" REG RG. B,SOV,1-1/4" SW CONN | 2674
MVP32-1AB-H/3131 | MVP32,1-1/4" REG RG.A WO,SOV,HDWL,1-1/4" SW CONN | 3137
MVP32-1AB-HZ/3131 | MVP32,1-1/4"REG RG.A WO,SOV,HDWL,1-1/4"SW,PLTD | 3339
MVP32-1AB-Z/3131 | MVP32,1-1/4" REG RG.A WO,SOV,1-1/4" SW,PLT | 3260
MVP32-1AB-Z/3142 | MVP32,1-1/4" REG RG.A WO,SOV,1-1/2" BW CONN,PLTD | 3620
MVP32-1AB/3131 | MVP32,1-1/4" REG RG. A WO,SOV,1-1/4" SW CONN | 3058
MVP32-1AB/3132 | MVP32,1-1/4" REG RG.A WO,SOV,1-1/4" BW CONN | 3058
MVP32-1AB/3142 | MVP32, 1-1/4" REG RG. A WO, SOV, 1-1/2" BW CONN | 3418
MVP32-1AB/3331 | MVP32,1-1/4" REG RG.B WO,SOV,1-1/4" SW CONN | 3058
MVP32-1AB/3342 | MVP32, 1-1/4" REG RG. B WO, SOV, 1-1/2" BW CONN | 3418
MVP32-1ABK/3131 | MVP32, 1-1/4" HA4ABK RG.A WO, SOV, 1-1/4" SW CONN | 3144
MVP32-1ABK/3132 | MVP32,1-1/4" HA4ABK RG.A WO,SOV,1-1/4" BW CONN | 3144
MVP32-1AD-Z/3131 | MVP32,1-1/4" REG RG. A DUAL, SOV,1-1/4" SW,PLT | 3670
MVP32-1AD/3131 | MVP32,1-1/4" REG RG. A DUAL,SOV,1-1/4" SW CONN | 3468
MVP32-1AD/3132 | MVP32,1-1/4" REG RG. A DUAL,SOV,1-1/4" BW CONN | 3468
MVP32-1AD/3142 | MVP32,1-1/4" REG RG. A DUAL,SOV,1-1/2" BW CONN | 3828
MVP32-1ADK/3131 | MVP32,1-1/4" DUAL RESEAT RLF RG.A/A,SOV,1-1/4" SW | 3554
MVP32-1ADM-H/3131 | MVP32,1-1/4" REG DUAL,MTRCMP,HDWL,SOV,1-1/4"SW CON | 4804
MVP32-1ADM-H/3142 | MVP32,1-1/4"REGRG.A DUAL,MTR CMP,SOV,HDWL,1-1/2"BW | 5164
MVP32-1ADM/3142 | MVP32,1-1/4"REG RG.A DUAL,MTR CMP,SOV,1-1/2"BW CON | 5085
MVP32-1ADS-H/3131 | MVP32,1-1/4" DUAL REG RG A,ELEC,SOV,HW,1-1/4" SW | 3931
MVP32-1ADS/3131 | MVP32,1-1/4" DUAL REG RG A,ELEC SO,SOV,1-1/4" SW | 3852
MVP32-1ADS/3142 | MVP32,1-1/4" DUAL REG RG. A ELEC SO,SOV,1-1/2" BW | 4212
MVP32-1AK-H/3131 | MVP32,1-1/4" HA4AK RG.A, SOV,HDWL,1-1/4" SW CONN | 2839
MVP32-1AK/3131 | MVP32, 1-1/4" HA4AK RG.A, SOV, 1-1/4" SW CONN | 2760
MVP32-1AK/3132 | MVP32, 1-1/4" HA4AK RG.A, SOV, 1-1/4" BW CONN | 2760
MVP32-1AK/3142 | MVP32, 1-1/4" HA4AK RG.A, SOV, 1-1/2" BW CONN | 3120
MVP32-1AKS/3131 | MVP32,1-1/4" HA4AK RG.A ELEC,SOV,1-1/4" SW CONN | 3144
MVP32-1AKS/3132 | MVP32,1-1/4" HA4AK RG.A ELEC,SOV,1-1/4" BW CONN | 3144
MVP32-1AL/3131 | MVP32,1-1/4" DIFF PRES REG RG.A,SOV,1-1/4" SW CONN | 2940
MVP32-1AL/3132 | MVP32,1-1/4" DIFF PRES REG RG A,SOV,1-1/4" BW CONN | 2940
MVP32-1AM/3131 | MVP32, 1-1/4" EMC REG RG.A,SOV,1-1/4" SW CONN | 3931
MVP32-1AM/3132 | MVP32,1-1/4" EMC REG RG.A,SOV,1-1/4" BW CONN | 3931
MVP32-1AO/3131 | MVP32,1-1/4" OUT PRES REG RG V,SOV,1-1/4" SW CONN | 3074
MVP32-1AO/3132 | MVP32,1-1/4" OUT PRES REG RG V,SOV,1-1/4" BW CONN | 3074
MVP32-1AO/3331 | MVP32,1-1/4" OUT PRESS REG RG.B,SOV,1-1/4" SW CONN | 3074
MVP32-1AOS/3131 | MVP32,1-1/4" OUT PRES REG RGV ELEC,SOV,1-1/4"SW CO | 3458
MVP32-1AOS/3142 | MVP32,1-1/4" OUT PRES REG RG.V ELEC,SOV,1-1/2"BW | 3818
MVP32-1AOS/3342 | MVP32,1-1/4" OUT PRES REG RG.B ELEC,SOV,1-1/2"BW | 3818
MVP32-1AOSB/3131 | MVP32,1-1/4" OUT REG RG.V,ELEC,WO,SOV,1-1/4"SW | 3842
MVP32-1AP/3131 | MVP32,1-1/4" PNEUM PRES REG RG A,SOV,1-1/4"SW CONN | 2806
MVP32-1AP/3132 | MVP32,1-1/4" PNEUM PRES REG RG A,SOV,1-1/4"BW CONN | 2806
MVP32-1AS-H/3131 | MVP32,1-1/4" REG RG.A ELEC,SOV,HDWL,1-1/4" SW CONN | 3137
MVP32-1AS-Z/3131 | MVP32,1-1/4" REG RG. A ELEC,SOV,1-1/4" SW,PLT | 3260
MVP32-1AS-Z/3142 | MVP32,1-1/4" REG ELEC,RG.A,SOV,1-1/2" BW CONN,PLTD | 3620
MVP32-1AS/3131 | MVP32,1-1/4" REG RG. A ELEC,SOV,1-1/4" SW CONN | 3058
MVP32-1AS/3132 | MVP32,1-1/4" REG RG. A ELEC,SOV,1-1/4" BW CONN | 3058
MVP32-1AS/3142 | MVP32,1-1/4" REG RG. A ELEC,SOV,1-1/2" BW CONN | 3418
MVP32-1AS/3531 | MVP32,1-1/4" REG RG.V ELEC,SOV,1-1/4" SW CONN | 3282
MVP32-1AS/3542 | MVP32,1-1/4" REG RG.V ELEC,SOV,1-1/2" BW CONN | 3642
MVP32-1ASB/3131 | MVP32,1-1/4" REG RG.A ELEC,WO,SOV,1-1/4" SW CONN | 3442
MVP32-1ASB/3142 | MVP32, 1-1/4" REG RG. A ELEC,WO,SOV,1-1/2" BW CONN | 3802
MVP32-1MCR/3031 | MVP32,1-1/4"MCR,SOV,1-1/4"SW CONN | 6726
MVP32-1MCR/3042 | MVP32,1-1/4" MCR, SOV, 1-1/2" BW CONN. | 7084
MVP32-1MCRB/3031 | MVP32,1-1/4"MCRB,SOV,1-1/4"SW CONN | 6726
MVP32-1MCV/3031 | MVP32,1-1/4"MCV,SOV,1-1/4"SW CONN | 6726
MVP32-1MCV/3042 | MVP32,1-1/4"MCV,SOV,1-1/2"BW CONN | 7084
MVP32-1SD-H/3031 | MVP32,1-1/4" 2-STEP SOL,SOV,HDWL,1-1/4" SW CONN | 3413
MVP32-1SD/3031 | MVP32,1-1/4" 2-STEP SOL,SOV,1-1/4" SW CONN | 3334
MVP32-1SD/3042 | MVP32,1-1/4" 2-STEP SOL,SOV,1-1/2" BW CONN | 3692
MVP32-2-E/3031 | MVP32,1-1/4" SOL,HEV,EXT NECK,SS TRIM,1-1/4" SW | 2965
MVP32-2-E/3042 | MVP32,1-1/4" SOL,HEV,EXT NECK,SS TRIM,1-1/2"BW CON | 3401
MVP32-2-H/3031 | MVP32,1-1/4" SOL,HEV,HDWL,1-1/4" SW CONN | 2797
MVP32-2-Z/3031 | MVP32,1-1/4" SOL,HEV,1-1/4" SW CONN,PLATED | 2920
MVP32-2-Z/3042 | MVP32,1-1/4" SOL,HEV,1-1/2" BW CONN,PLT | 3356
MVP32-2/3031 | MVP32, 1-1/4" SOL, HEV, 1-1/4" SW CONN | 2718
MVP32-2/3032 | MVP32, 1-1/4" SOL, HEV, 1-1/4" BW CONN | 2718
MVP32-2/3042 | MVP32, 1-1/4" SOL, HEV, 1-1/2" BW CONN | 3154
MVP32-2SD/3031 | MVP32,1-1/4" 2-STEP SOLENOID,HEV,1-1/4" SW CONN | 3354
MVP32-2SD/3042 | MVP32,1-1/4" 2-STEP SOL,HEV,1-1/2" BW CONN | 3790
MVP32-3-E/3031 | MVP32,1-1/4" SOL,SCKHEV,EXT NECK,SS TRIM,1-1/4" SW | 3445
MVP32-3-H/3031 | MVP32, 1-1/4" SOL, SCKHEV, HDWL, 1-1/4" SW CONN | 3277
MVP32-3-H/3042 | MVP32,1-1/4" SOL,SCKHEV,HDWL,1-1/2" BW CONN | 3710
MVP32-3-Z/3031 | MVP32,1-1/4" SOL,SCKHEV,1-1/4" SW CONN,PLATED | 3400
MVP32-3-Z/3042 | MVP32,1-1/4" SOL,SCKHEV,1-1/2" BW CONN,PLT | 3833
MVP32-3/3031 | MVP32, 1-1/4" SOL, SCKHEV, 1-1/4" SW CONN | 3198
MVP32-3/3032 | MVP32, 1-1/4" SOL, SCKHEV, 1-1/4" BW CONN | 3198
MVP32-3/3032E | MVP32,1-1/4"SOL,SCKHEV,1-1/4"BW,CAT II,MODH,EF101 | 3198
MVP32-3/3042 | MVP32, 1-1/4" SOL, SCKHEV, 1-1/2" BW CONN | 3631
MVP32-3SD/3031 | MVP32,1-1/4" TWO-STEP SOL,SCKHEV,1-1/4" SW CONN | 3834
MVP32-3SD/3042 | MVP32, 1-1/4" TWO-STEP SOL, SCKHEV, 1-1/2" BW CONN | 4267
MVP32-4-H/3031 | MVP32,1-1/4" SOL,SCK,HDWL,1-1/4" SW CONN | 3252
MVP32-4-HZ/3031 | MVP32,1-1/4" SOL,SCK,HDWL,1-1/4" SW,PLTD | 3454
MVP32-4/3031 | MVP32, 1-1/4" SOLENOID, SCK, 1-1/4" SW CONN | 3173
MVP32-4/3032E | MVP32,1-1/4"SOL,SCK,1-1/4"BW,CATII,MODH,EF101 | 3173
MVP32-4/3042 | MVP32,1-1/4" SOLENOID,SCK,1-1/2" BW CONN | 3535
MVP32-4/3042E | MVP32,1-1/4" SOLENOID,SCK,1-1/2" BW CONN,CATII,MOD | 3535
MVP32-4A/3131 | MVP32,1-1/4" REG RG A, SCK, 1-1/4" SW CONN | 3155
MVP32-4AB/3131 | MVP32,1-1/4" REG RG.A,WO,SCK,1-1/4" SW CONN | 3539
MVP32-4ABK/3131 | MVP32,1-1/4" HA4ABK,RGA,WO,SCK,1-1/4" SW CONN | 3625
MVP32-4ABK/3142 | MVP32,1-1/4" HA4ABK RG.A,WO,SCK,1-1/2"BW CONN | 3983
MVP32-4AD-Z/3142 | MVP32,1-1/4" REG RG.A DUAL,SCK,1-1/2" BW CONN,PLTD | 4509
MVP32-4AK-H/3131 | MVP32,1-1/4" HA4AK RG.A,SCK,HDWL,1-1/4" SW | 3320
MVP32-4AK-Z/3131 | MVP32,1-1/4" HA4AK,RG.A,SCK,1-1/4" SW CONN,PLT | 3443
MVP32-4AK/3131 | MVP32,1-1/4" HA4AK,RG.A,SCK,1-1/4" SW CONN | 3241
MVP32-4AK/3142 | MVP32,1-1/4" HA4AK,RG.A,SCK,1-1/2" BW CONN | 3599
MVP32-4AOS/3142 | MVP32,1-1/4" OUTLET REG RG.V,ELEC,SCK,1-1/2" BW | 4297
MVP32-4AS/3131 | MVP32, 1-1/4" REG RG. A ELEC, SCK, 1-1/4" SW CONN | 3539
MVP32-4AS/3142 | MVP32,1-1/4" REG RG. A ELEC,SCK,1-1/2" BW CONN | 3897
MVP32-4SD/3042 | MVP32,2-STEP SOL,SCK,1-1/2" BW CONN | 4171
MVP32-4SD/3042E | MVP32, 2-STEP SOL,SCK,1-1/2" BW CATII,MODH,EF101 | 4171
MVP32-6/3031 | MVP32, 1-1/4" SOLENOID, BLANK, 1-1/4" SW CONN | 2246
MVP32-6/3042 | MVP32, 1-1/4" SOLENOID, BLANK, 1-1/2" BW CONN | 2427
MVP32-6AD/3142 | MVP32,1-1/4" DUAL REG RG.A,BLANK,1-1/2" BW CONN | 3199
MVP32-6AK/3131 | MVP32,1-1/4" HA4AK RG.A,BLANK,1-1/4" SW CONN | 2312
MVP32-6AS/3142 | MVP32,1-1/4" REG RG. A ELEC,BLANK,1-1/2" BW CONN | 2789
MVP32-7MCR/3031 | MVP32,1-1/4"SOLENOID,MCR,1-1/4"SW CONN | 7520
MVP32-7MCV/3031 | MVP32,1-1/4"SOLENOID,MCV,1-1/4"SW CONN | 7520
MVP40-1-H/4041 | MVP40,1-1/2" SOL,SOV,HDWL,1-1/2" SW CONN | 3796
MVP40-1-Z/4041 | MVP40,1-1/2" SOL,SOV,1-1/2" SW CONN,PLTD | 4073
MVP40-1-Z/4062 | MVP40,1-1/2" SOL,SOV,2-1/2" BW CONN,PLT | 4694
MVP40-1/4041 | MVP40, 1-1/2" SOL, SOV, 1-1/2" SW CONN | 3668
MVP40-1/4051 | MVP40, 1-1/2" SOL, SOV, 2" SW CONN | 3842
MVP40-1/4052 | MVP40, 1-1/2" SOL, SOV, 2" BW CONN | 3842
MVP40-1/4062 | MVP40, 1-1/2" SOLENOID, SOV, 2-1/2" BW CONN | 4289
MVP40-1/B041 | MVP40, 1-1/2" SOL, SOV, 50% RED, 1-1/2" SW CONN | 3668
MVP40-1/B042 | MVP40,1-1/2" SOL,SOV,50% RED,1-1/2" BW CONN | 3668
MVP40-1/B051 | MVP40,1-1/2" SOL,SOV,50% RED,2" SW CONN | 3842
MVP40-1/B062 | MVP40,1-1/2" SOL,SOV,50% RED,2-1/2" BW CONN | 4289
MVP40-1A-H/4141 | MVP40,1-1/2" REG, RG. A,SOV,HDWL,1-1/2" SW CONN | 3769
MVP40-1A-Z/4151 | MVP40, 1-1/2" REG RG. A, SOV, 2" SW CONN, PLATED | 4221
MVP40-1A-Z/4162 | MVP40,1-1/2" REG RG. A,SOV,2-1/2" BW CONN,PLTD | 4668
MVP40-1A/4141 | MVP40,1-1/2" REG, RG. A,SOV,1-1/2" SW CONN | 3641
MVP40-1A/4142E | MVP40,1-1/2" REG,SOV,1-1/2" BW,CATII,MODH,EF101 | 3641
MVP40-1A/4151 | MVP40, 1-1/2" REG RG. A, SOV, 2" SW CONN | 3816
MVP40-1A/4152 | MVP40, 1-1/2" REG RG. A, SOV, 2" BW CONN | 3816
MVP40-1A/4162 | MVP40,1-1/2" REG RG. A,SOV,2-1/2" BW CONN | 4263
MVP40-1A/A141 | MVP40,1-1/2" REG,RG. A,SOV,25%RED,1-1/2" SW CONN | 3641
MVP40-1A/A151 | MVP40,1-1/2" REG,RG. A,SOV,25%RED,2" SW CONN | 3816
MVP40-1A/B162 | MVP40,1-1/2" REG RG.A,SOV,50% RED,2-1/2" BW CONN | 4263
MVP40-1AB-H/4162 | MVP40,1-1/2" REG RG.A,WO,SOV,HDWL,2-1/2" BW | 4775
MVP40-1AB-Z/4151 | MVP40,1-1/2" REG RG.A,WO,SOV,PLT,2" SW CONN | 4605
MVP40-1AB-Z/4162 | MVP40,1-1/2" REG RG.A,WO,SOV,PLT,2-1/2" BW CONN | 5052
MVP40-1AB/4151 | MVP40,1-1/2" REG RG.A,WO,SOV,2" SW CONN | 4200
MVP40-1AB/4162 | MVP40,1-1/2" REG RG.A,WO,SOV,2-1/2" BW CONN | 4647
MVP40-1AB/4351 | MVP40, 1-1/2" REG RG.B, WO, SOV, 2" SW CONN | 4200
MVP40-1AB/A151 | MVP40,1-1/2" REG,RGA,WO,SOV,25%RED,2"SW CONN | 4200
MVP40-1AB/B151 | MVP40,1-1/2" REG RG.A,WO,SOV,50% RED,2" SW CONN | 4200
MVP40-1AB/B162 | MVP40,1-1/2" REG RG.A,WO,SOV,50% RED,2-1/2" BW CON | 4647
MVP40-1AD-H/4141 | MVP40,1-1/2" DUAL REG RG.A,SOV,HDWL,1-1/2" SW CONN | 4563
MVP40-1AD-H/4162 | MVP40,1-1/2" DUAL REG RG.A,SOV,HDWL,2-1/2" BW CONN | 5185
MVP40-1AD-Z/4151 | MVP40,1-1/2" DUAL REG RG.A, SOV, 2"SW CONN, PLT | 5015
MVP40-1AD/4141 | MVP40,1-1/2" DUAL REG RG. A,SOV,1-1/2" SW CONN | 4435
MVP40-1AD/4142 | MVP40,1-1/2" DUAL REG RG. A,SOV,1-1/2" BW CONN | 4435
MVP40-1AD/4151 | MVP40,1-1/2" DUAL REG RG. A,SOV,2" SW CONN | 4610
MVP40-1AD/4162 | MVP40,1-1/2" DUAL REG RG.A,SOV,2-1/2" BW CONN | 5057
MVP40-1AD/A141 | MVP40,1-1/2" DUAL REG RG.A,SOV,25%RED,1-1/2" SW | 4435
MVP40-1AD/A151 | MVP40,1-1/2" DUAL REG RG. A,SOV,25% RED,2" SW CONN | 4610
MVP40-1AD/B141 | MVP40,1-1/2" DUAL REG RG. A,SOV,50% RED,1-1/2" SW | 4435
MVP40-1AD/B151 | MVP40,1-1/2" DUAL REG RG. A,SOV,50% RED,2" SW CONN | 4610
MVP40-1ADB/B151 | MVP40,1-1/2" DUAL REG RG.A,WO,SOV,50%RED,2"SW | 4994
MVP40-1ADM-H/4141 | MVP40,1-1/2" DUAL REG RG.A,MTR CMP,SOV,HDWL,1-1/2" | 5820
MVP40-1ADM-H/4151 | MVP40,1-1/2" DUAL REG RGA,MTR CMP,SOV,HDWL,2"SW CO | 5995
MVP40-1ADM-H/4162 | MVP40,1-1/2"DUAL REG RGA,MTR CMP,SOV,HDWL,2-1/2"BW | 6442
MVP40-1ADM/4141 | MVP40,1-1/2" DUAL REG RG.A,MTR CMP,SOV,1-1/2"SW CO | 5692
MVP40-1ADM/4151 | MVP40,1-1/2" DUAL REG RG. A,MTR CMP,SOV,2" SW CONN | 5867
MVP40-1ADM/4162 | MVP40,1-1/2" DUAL REG RG.A,MTR CMP,SOV,2-1/2" BW | 6314
MVP40-1ADQ/4151 | MVP40,1-1/2" DUAL EC REG RG.Q1,SOV,2" SW CONN | 4742
MVP40-1ADQ/4162 | MVP40,1-1/2" DUAL EC REG RG.Q1,SOV,2-1/2"BW CONN | 5189
MVP40-1ADQ/B141 | MVP40,1-1/2"DUAL EC REG RG.Q1,50% RED SOV,1-1/2"SW | 4567
MVP40-1ADS/4151 | MVP40,1-1/2" DUAL RG A,ELEC SO,SOV,2"SW CONN | 4994
MVP40-1ADS/4162 | MVP40,1-1/2" DUAL REG RG.A ELEC SO,SOV,2-1/2" BW | 5441
MVP40-1ADS/B162 | MVP40,1-1/2"DUAL RG.A 50%,RED,ELEC SO,SOV,2-1/2"BW | 5441
MVP40-1AK-H/4141 | MVP40,1-1/2"HA4AK,RGA,SOV,HDWL,1-1/2"SW CONN | 3855
MVP40-1AK/4141 | MVP40,1-1/2" HA4AK RG.A,SOV,1-1/2" SW CONN | 3727
MVP40-1AK/4151 | MVP40, 1-1/2" HA4AK RG.A, SOV, 2" SW CONN | 3902
MVP40-1AK/4162 | MVP40,1-1/2" HA4AK RG.A,SOV,2-1/2" BW CONN | 4349
MVP40-1AK/A141 | MVP40,1-1/2" HA4AK RG.A,SOV,25% RED,1-1/2" SW | 3727
MVP40-1AK/B151 | MVP40, 1-1/2" HA4AK RG.A, 50% RED, SOV, 2" SW CONN | 3902
MVP40-1AL-E/4141 | MVP40,1-1/2" DIFF PRES RG.A,SOV,EXT NECK,1-1/2"SW | 4194
MVP40-1AL/4141 | MVP40,1-1/2" DIFF PRES REG RG.A,SOV,1-1/2" SW CONN | 3907
MVP40-1AO-H/4141 | MVP40,1-1/2" OUT PRES REG,RG.V,SOV,HDWL,1-1/2"SW | 4169
MVP40-1AO/4141 | MVP40,1-1/2" OUT PRESS REG,RG.V,SOV,1-1/2"SW CONN | 4041
MVP40-1AO/4162 | MVP40,1-1/2" OUT PRESS REG,RG.V,SOV,2-1/2" BW CONN | 4663
MVP40-1AO/4341 | MVP40,1-1/2" OUT PRESS REG,RG.B,SOV,1-1/2"SW CONN | 4041
MVP40-1AO/4351 | MVP40,1-1/2" OUTLET PRESS REG,RG.B,SOV,2" SW CONN | 4216
MVP40-1AOS-H/4141 | MVP40,1-1/2"OUT PRES REG,RG.V ELEC,SOV,HDWL,1-1/2" | 4553
MVP40-1AOS-H/4341 | MVP40,1-1/2"OUT PRES REG,RG.B ELEC,SOV,HDWL,1-1/2" | 4553
MVP40-1AOS-Z/4141 | MVP40,1-1/2"OUT REG,RG.V ELEC,SOV,1-1/2"SW,PLT | 4830
MVP40-1AOS-Z/4151 | MVP40,1-1/2"OUT REG,RG.V ELEC,SOV,2"SW,PLT | 5005
MVP40-1AOS/4141 | MVP40,1-1/2" OUT PRES REG,RGV ELEC,SOV,1-1/2"SW CO | 4425
MVP40-1AOS/4151 | MVP40,1-1/2" OUTLET PRESS REG, RG.V ELEC,SOV,2" SW | 4600
MVP40-1AQ/4141 | MVP40,1-1/2" EC REG RG. Q1,SOV,1-1/2" SW CONN | 3773
MVP40-1AS-H/4141 | MVP40,1-1/2" REG RG.A ELEC SO,SOV,HDWL,1-1/2" SW | 4153
MVP40-1AS-Z/4151 | MVP40,1-1/2" REG ELEC SO,RG.A,SOV,2" SW CON,PLTD | 4605
MVP40-1AS-Z/4162 | MVP40,1-1/2" REG ELEC SO,RG.A,SOV,2-1/2" BW,PLTD | 5052
MVP40-1AS/4141 | MVP40,1-1/2" REG RG.A,ELEC,SOV,1-1/2" SW CONN | 4025
MVP40-1AS/4151 | MVP40,1-1/2" REG RG.A,ELEC SO,SOV,2" SW CONN | 4200
MVP40-1AS/4152 | MVP40,1-1/2" REG RG.A,ELEC SO,SOV,2"BW CONN | 4200
MVP40-1AS/4162 | MVP40,1-1/2" REG RG.A,ELEC SO,SOV,2-1/2" BW CONN | 4647
MVP40-1AS/4551 | MVP40,1-1/2" REG RG.V,ELEC SO,SOV,2" SW CONN | 4424
MVP40-1AS/A141 | MVP40,1-1/2" REG RG.A,ELEC,SOV,25% RED,1-1/2" SW | 4025
MVP40-1AS/A151 | MVP40,1-1/2" REG RG.A,ELEC SO,SOV,25% RED,2" SW | 4200
MVP40-1AS/B141 | MVP40,1-1/2" REG RG A,ELEC,SOV,50% RED,1-1/2" SW | 4025
MVP40-1AS/B151 | MVP40,1-1/2" REG RG.A,ELEC,SOV,50% RED,2" SW CONN | 4200
MVP40-1AS/B152 | MVP40,1-1/2" REG RG.A,ELEC SO,50%RED,SOV,2"BW CONN | 4200
MVP40-1AS/B162 | MVP40,1-1/2"REG RG.A,ELEC SO,SOV,50% RED,2-1/2" BW | 4647
MVP40-1ASB/4151 | MVP40,1-1/2" REG RG.A,ELEC SO,WO,SOV,2"SW CONN | 4584
MVP40-1ASB/4162 | MVP40,1-1/2" REG RG.A,ELEC SO,WO,SOV,2-1/2"BW CONN | 5031
MVP40-1MCR/4041 | MVP40,1-1/2"MCR,SOV,1-1/2"SW CONN | 7829
MVP40-1MCR/4051 | MVP40,1-1/2"MCR,SOV,2"SW CONN | 8003
MVP40-1MCV/4041 | MVP40,1-1/2"MCV,SOV,1-1/2"SW CONN | 7829
MVP40-1MCV/4042 | MVP40,1-1/2"MCV,SOV,1-1/2"BW CONN | 7829
MVP40-1MCV/4051 | MVP40,1-1/2"MCV,SOV,2"SW CONN | 8003
MVP40-1SD-Z/4041 | MVP40,1-1/2" 2-STEP SOLENOID,SOV,1-1/2" SW,PLT | 4709
MVP40-1SD/4041 | MVP40,1-1/2" 2-STEP SOLENOID,SOV,1-1/2" SW CONN | 4304
MVP40-1SD/4042 | MVP40,1-1/2" 2-STEP SOLENOID,SOV,1-1/2" BW CONN | 4304
MVP40-1SD/4051 | MVP40,1-1/2" 2-STEP SOLENOID,SOV,2" SW CONN | 4478
MVP40-1SD/4051E | MVP40,1-1/2" 2-STP SOL,SOV,2" SW,CATII,MODH,EF101 | 4478
MVP40-1SD/4052 | MVP40,1-1/2" 2-STEP SOLENOID,SOV,2" BW CONN | 4478
MVP40-1SD/4062 | MVP40,1-1/2" 2-STEP SOLENOID,SOV,2-1/2" BW CONN | 4925
MVP40-1SD/B041 | MVP40,1-1/2" 2-STEP SOL,SOV,50% RED,1-1/2" SW CONN | 4304
MVP40-1SD/B051 | MVP40,1-1/2" 2-STEP SOL,SOV,50%RED,2" SW CONN | 4478
MVP40-2-E/4041 | MVP40, 1-1/2" SOL, HEV, EXT NECK,SS TRIM, 1-1/2"SW | 4041
MVP40-2-H/4041 | MVP40,1-1/2" SOL,HEV,HDWL,1-1/2" SW CONN | 3882
MVP40-2-HE/4041 | MVP40,1-1/2"SOL,HEV,HDWL,EXT NECK,1-1/2" SW CONN | 4169
MVP40-2-Z/4041 | MVP40,1-1/2" SOL,HEV,1-1/2" SW CONN,PLT | 4159
MVP40-2/4041 | MVP40, 1-1/2" SOL, HEV, 1-1/2" SW CONN | 3754
MVP40-2/4051 | MVP40, 1-1/2" SOL, HEV, 2" SW CONN | 3927
MVP40-2/4052 | MVP40, 1-1/2" SOL, HEV, 2" BW CONN | 3927
MVP40-2/4062 | MVP40, 1-1/2" SOL, HEV, 2-1/2" BW CONN | 4597
MVP40-2/B041 | MVP40,1-1/2" SOL,HEV,50% RED,1-1/2" SW CONN | 3754
MVP40-2/B051 | MVP40,1-1/2" SOL,50% RED,HEV,2"SW CONN | 3927
MVP40-2/B062 | MVP40,1-1/2" SOL,HEV,50% RED,2-1/2" BW CONN | 4597
MVP40-2SD-H/4041 | MVP40,1-1/2" 2 STEP SOL,HEV,HDWL,1-1/2" SW CONN | 4518
MVP40-2SD-Z/4051 | MVP40,1-1/2" 2-STEP SOLENOID,HEV,2" SW CONN,PLT | 4968
MVP40-2SD/4041 | MVP40,1-1/2" 2-STEP SOLENOID,HEV,1-1/2" SW CONN | 4390
MVP40-2SD/4042 | MVP40,1-1/2" 2-STEP SOLENOID,HEV,1-1/2" BW CONN | 4390
MVP40-2SD/4051 | MVP40, 1-1/2" 2-STEP SOLENOID, HEV, 2" SW CONN | 4563
MVP40-2SD/4062 | MVP40,1-1/2" 2-STEP SOL,HEV,2-1/2" BW CONN | 5233
MVP40-3-50/4041 | MVP40,1-1/2" SOL,2" SCKHEV,1-1/2" SW CONN | 4306
MVP40-3-H/4041 | MVP40,1-1/2" SOL,SCKHEV,HDWL,1-1/2" SW CONN | 4434
MVP40-3/4041 | MVP40, 1-1/2" SOL, SCKHEV, 1-1/2" SW CONN | 4306
MVP40-3/4042 | MVP40,1-1/2" SOL,SCKHEV,1-1/2" BW CONN | 4306
MVP40-3/4042E | MVP40,1-1/2" SOL,SCKHEV,1-1/2"BW,CATII,MODH,EF101 | 4306
MVP40-3/4051 | MVP40, 1-1/2" SOL, SCKHEV, 2" SW CONN | 4475
MVP40-3/4052E | MVP40,1-1/2" SOL,SCKHEV,2" BW,CATII,MODH,EF101 | 4475
MVP40-3/B041 | MVP40,1-1/2" SOL,SCKHEV,50% RED,1-1/2" SW CONN | 4306
MVP40-3SD/4041E | MVP40,1-1/2"2STEP,SCKHEV,1-1/2"SW,CATII,MODH,EF101 | 4942
MVP40-3SD/4042E | MVP40,1-1/2"2STEP,SCKHEV,1-1/2"BW,CATII,MODH,EF101 | 4942
MVP40-3SD/4051 | MVP40,1-1/2" 2-STEP SOL,SCKHEV,2" SW CONN | 5111
MVP40-4/4041 | MVP40,1-1/2" SOL, SCK, 1-1/2" SW CONN | 4218
MVP40-4/4041E | MVP40,1-1/2" SOL, SCK, 1-1/2" SW CONN,CATII,MODH,E | 4218
MVP40-4/4051 | MVP40,1-1/2" SOL, SCK, 2" SW CONN | 4392
MVP40-4/4062 | MVP40,1-1/2" SOL, SCK, 2-1/2" BW CONN | 4839
MVP40-4/B041 | MVP40,1-1/2" SOL,50% RED,SCK,1-1/2" SW CONN | 4218
MVP40-4A/4141 | MVP40,1-1/2" REG RG.A,SCK,1-1/2" SW CONN | 4189
MVP40-4A/4151 | MVP40, 1-1/2" REG RG.A, SCK, 2" SW CONN | 4364
MVP40-4ABK/4141 | MVP40,1-1/2" HA4ABK,SCK,1-1/2" SW CONN | 4659
MVP40-4ABK/4142 | MVP40, 1-1/2" HA4ABK, SCK, 1-1/2" BW CONN | 4659
MVP40-4ABK/4151 | MVP40,1-1/2" HA4ABK,RG.A,SCK,2" SW CONN | 4834
MVP40-4AD/4151 | MVP40,1-1/2" DUAL REG RG.A,SCK,2" SW CONN | 5158
MVP40-4ADS/B151 | MVP40,1-1/2"DUAL RG.A 50% RED,ELEC SO,SCK,2"SW CON | 5542
MVP40-4AK-Z/4141 | MVP40,1-1/2" HA4AK RG.A,SCK,1-1/2" SW CONN,PLT | 4680
MVP40-4AK-Z/4151 | MVP40,1-1/2" HA4AK RG.A,SCK,2" SW CONN,PLT | 4855
MVP40-4AK/4141 | MVP40,1-1/2" HA4AK RG.A,SCK,1-1/2" SW CONN | 4275
MVP40-4AK/4151 | MVP40, 1-1/2" HA4AK RG.A, SCK, 2" SW CONN | 4450
MVP40-4AK/4162 | MVP40, 1-1/2" HA4AK RG.A, SCK, 2-1/2" BW CONN | 4896
MVP40-4AK/4341 | MVP40,1-1/2" HA4AK RG.B,SCK,1-1/2" SW CONN | 4275
MVP40-4AK/B141 | MVP40,1-1/2" HA4AK RG.A,SCK,50% RED,1-1/2" SW CONN | 4275
MVP40-4AO/4141 | MVP40,1-1/2" OUT PRESS REG,RG.V,SCK,1-1/2"SW CONN | 4589
MVP40-4AOS/4151 | MVP40,1-1/2" OUTLET REG RG.V,ELEC,SCK,2"SW CONN | 5148
MVP40-4AOS/B141 | MVP40,1-1/2" OUT RG.V,ELEC,SCK,50%RED,1-1/2"SW CON | 4973
MVP40-4AS-S/4141 | MVP40,1-1/2"ELEC SO,RG.A,100 MESH,SCK,1-1/2"SW | 4830
MVP40-4AS-Z/4151 | MVP40,1-1/2" REG ELEC SO,RG.A,SCK,2" SW CONN,PLTD | 5153
MVP40-4AS/4141 | MVP40,1-1/2"REG ELEC SO,RG.A,SCK,1-1/2"SW CONN | 4573
MVP40-4SD/4041 | MVP40,1-1/2" 2-STEP SOLENOID,SCK,1-1/2" SW CONN | 4854
MVP40-4SD/4051 | MVP40,1-1/2" 2-STEP SOLENOID,SCK,2" SW CONN | 5028
MVP40-5/4041 | MVP40, 1-1/2" SOL, CHECK, 1-1/2" SW CONN | 3656
MVP40-6-H/4041 | MVP40,1-1/2" SOL,BLANK,HDWL,1-1/2" SW CONN | 3235
MVP40-6/4041 | MVP40,1-1/2" SOL,BLANK,1-1/2" SW CONN | 3107
MVP40-6/4051 | MVP40,1-1/2"SOLENOID,BLANK,2"SW CONN | 3195
MVP40-6AD/4151 | MVP40,1-1/2" DUAL REG RG. A,BLANK,2" SW CONN | 3960
MVP40-6AS/4141 | MVP40,1-1/2" REG RGA,ELEC SO,BLANK,1-1/2" SW CONN | 3463
MVP40-7MCR/4041 | MVP40,1-1/2"SOLENOID,MCR,1-1/2"SW CONN | 9012
MVP40-7MCR/4051 | MVP40,1-1/2"SOLENOID,MCR,2"SW CONN | 9186
MVP40-7MCR/4062 | MVP40,1-1/2"SOLENOID,MCR,2-1/2"BW CONN | 9854
MVP40-7MCRB/4041 | MVP40,1-1/2"SOLENOID,MCRB,1-1/2"SW CONN,50%VPORT | 9012
MVP40-7MCV/4041 | MVP40,1-1/2"SOLENOID,MCV,1-1/2"SW CONN | 9012
MVP50-1-H/5051 | MVP50, 2" SOL, SOV, HDWL, 2" SW CONN | 4161
MVP50-1-HZ/5051 | MVP50,2" SOL,SOV,HDWL,2" SW CONN,PLTD | 4566
MVP50-1-Z/5062 | MVP50, 2" SOL, SOV, 2-1/2" BW CONN, PLATED | 4885
MVP50-1/5051 | MVP50, 2" SOLENOID, SOV, 2" SW CONN | 4033
MVP50-1/5052 | MVP50, 2" SOLENOID, SOV, 2" BW CONN | 4033
MVP50-1/5062 | MVP50,2" SOLENOID,SOV,2-1/2" BW CONN | 4480
MVP50-1A-H/5151 | MVP50, 2" REG RG. A, SOV, HDWL, 2" SW CONN | 4201
MVP50-1A/5151 | MVP50, 2" REG RG. A, SOV, 2" SW CONN | 4073
MVP50-1A/5162 | MVP50,2" REG RG. A,SOV,2-1/2" BW CONN | 4510
MVP50-1AB/5151 | MVP50,2" REG RG.A WO,SOV,2" SW CONN | 4457
MVP50-1AB/5162 | MVP50,2" REG RG.A WO,SOV,2-1/2" BW CONN | 4894
MVP50-1ABK/5151 | MVP50,2" HA4ABK, RG.A,WO,SOV,2" SW CONN | 4543
MVP50-1AD-Z/5151 | MVP50,2" DUAL REG RG.A,SOV,2" SW CONN,PLT | 5272
MVP50-1AD/5151 | MVP50,2" DUAL REG RG. A,SOV,2" SW CONN | 4867
MVP50-1AD/5162 | MVP50,2" DUAL REG RG. A/A,SOV,2-1/2" BW CONN | 5304
MVP50-1AD/5163 | MVP50,DUAL REG RG.A,SOV,2-5/8 ODS CONN | 5304
MVP50-1AD/5462 | MVP50,2" DUAL REG RG. B/B,SOV,2-1/2" BW CONN | 5304
MVP50-1ADM-H/5151 | MVP50,2" DUAL REG RG.A,MTR CMP,HDWL,SOV,2"SW CONN | 6252
MVP50-1ADM-H/5162 | MVP50,2" DUAL REG RGA,MTR CMP,HDWL,SOV,2-1/2"BW CO | 6689
MVP50-1ADM/5162 | MVP50,2" DUAL REG RG. A,MTR CMP,SOV,2-1/2" BW CONN | 6561
MVP50-1ADQ/5151 | MVP50, 2" DUAL EC REG RG.Q1, SOV, 2" SW CONN | 4999
MVP50-1ADS-H/5151 | MVP50,2" DUAL PRESS REG RG.A,ELEC SO,SOV,HW,2" SW | 5379
MVP50-1ADS/5151 | MVP50,2" DUAL PRESS REG RG.A,ELEC SO,SOV,2" SW | 5251
MVP50-1ADS/5162 | MVP50,2" DUAL PRESS REG RG.A,ELEC SO,SOV,2-1/2"BW | 5688
MVP50-1ADSB/5162 | MVP50,2" DUAL REG RG.A ELEC SO,WO,SOV,2-1/2"BW | 6072
MVP50-1AK/5151 | MVP50,2" HA4AK, RG.A,SOV,2" SW CONN | 4159
MVP50-1AK/5162 | MVP50,2" HA4AK,RG.A,SOV,2-1/2" BW CONN | 4596
MVP50-1AO/5151 | MVP50,2" OUTLET PRES REG RG.V,SOV,2" SW CONN | 4473
MVP50-1AO/5162 | MVP50,2" OUTLET PRESS REG RG.V,SOV,2-1/2" BW CONN | 4910
MVP50-1AO/5351 | MVP50,2" OUTLET PRESS REG RG.B,SOV,2" SW CONN | 4473
MVP50-1AO/5362 | MVP50,2" OUTLET PRESS REG RG.B,SOV,2-1/2" BW CONN | 4910
MVP50-1AOB/5151 | MVP50,2" OUTLET REG RG.V,WO,SOV, 2" SW CONN | 4857
MVP50-1AOS/5151 | MVP50,2" OUTLET PRES REG RG.V,ELEC,SOV,2" SW CONN | 4857
MVP50-1AOS/5162 | MVP50,2" OUT PRES REG RG V ELEC,SOV,2-1/2" BW CONN | 5294
MVP50-1AOS/5351 | MVP50,2" OUTLET PRES REG RG.B,ELEC,SOV,2" SW CONN | 4857
MVP50-1AOS/5362 | MVP50,2" OUT PRES REG RG.B ELEC,SOV,2-1/2" BW CONN | 5294
MVP50-1AQS/5151 | MVP50, 2" ELEC REG RG.Q1, ELEC SO, SOV, 2"SW CONN | 4589
MVP50-1AQS/5162 | MVP50,2" EC REG RG. Q1,ELEC SO,SOV,2-1/2" BW CONN | 5026
MVP50-1AS-Z/5162 | MVP50,2" REG ELEC SO,RG.A,SOV,2-1/2" BW CON,PLTD | 5299
MVP50-1AS/5151 | MVP50,2" REG ELEC SO,RG. A,SOV,2" SW CONN | 4457
MVP50-1AS/5152 | MVP50,2" REG,RG.A,ELEC SO,2"BW CONN | 4457
MVP50-1AS/5162 | MVP50,2" REG RG.A,ELEC SO,2-1/2" BW CONN | 4894
MVP50-1AS/5351 | MVP50,2" REG ELEC SO,RG. B,SOV,2" SW CONN | 4457
MVP50-1AS/A151 | MVP50,2" REG ELEC SO,RG.A,SOV,25% RED,2" SW CONN | 4457
MVP50-1ASB/5151 | MVP50,2" REG RG.A,ELEC SO,WO,SOV,2" SW CONN | 4841
MVP50-1ASB/5162 | MVP50,2" REG RG.A,ELEC SO,WO,SOV,2-1/2" BW CONN | 5278
MVP50-1MCR/5051 | MVP50,2"MCR,SOV,2"SW CONN | 8194
MVP50-1MCV/5051 | MVP50,2"MCV,SOV,2"SW CONN | 8194
MVP50-1MCV/5062 | MVP50,2"MCV,SOV,2-1/2"BW CONN | 8641
MVP50-1SD-Z/5051 | MVP50,2" 2-STEP SOLENOID,SOV,2"SW CONN,PLT | 5074
MVP50-1SD/5051 | MVP50,2" 2-STEP SOLENOID,SOV,2" SW CONN | 4669
MVP50-1SD/5062 | MVP50,2" 2-STEP SOL,SOV,2-1/2" BW CONN | 5116
MVP50-2-E/5051 | MVP50,2" SOL,HEV,EXT NECK,SS TRIM,2" SW CONN | 4402
MVP50-2-H/5051 | MVP50, 2" SOLENOID, HEV, HDWL, 2" SW CONN | 4243
MVP50-2-NO/5051 | MVP50,2" SOLENOID,HEV,NO,2" SW CONN | 4336
MVP50-2/5051 | MVP50, 2" SOLENOID, HEV, 2" SW CONN | 4115
MVP50-2/5051E | MVP50,2" SOL,HEV,2" SW CONN,CAT II,MOD H,EF101 | 4115
MVP50-2/5062 | MVP50, 2" SOLENOID, HEV, 2-1/2" BW CONN | 4788
MVP50-2SD-H/5051 | MVP50,2" 2-STEP SOLENOID,HDWL,HEV,2" SW CONN | 4879
MVP50-2SD-Z/5062 | MVP50,2" 2-STEP SOLENOID,HEV,2-1/2" BW CONN,PLT | 5829
MVP50-2SD/5051 | MVP50,2" 2-STEP SOLENOID,HEV,2" SW CONN | 4751
MVP50-2SD/5051E | MVP50,2" 2-STEP SOL,HEV,2" SW,CAT II,MOD H,EF101 | 4751
MVP50-2SD/5062 | MVP50,2" 2-STEP SOLENOID,HEV,2-1/2" BW CONN | 5424
MVP50-2SD/5062E | MVP50,2" 2-STEP SOL,HEV,2-1/2 BW CATII,MODH,EF101 | 5424
MVP50-3-H/5051 | MVP50,2" SOL,SCKHEV,HDWL,2" SW CONN | 4868
MVP50-3/5051 | MVP50, 2" SOL, SCKHEV, 2" SW CONN | 4740
MVP50-3/5052 | MVP50, 2" SOL, SCKHEV, 2" BW CONN | 4740
MVP50-3/5062 | MVP50, 2" SOL, SCKHEV, 2-1/2" BW CONN | 5409
MVP50-3SD/5051 | MVP50,2" TWO-STEP SOL,SCKHEV,2" SW CONN | 5376
MVP50-3SD/5062 | MVP50,2" TWO-STEP SOL,SCKHEV,2-1/2" BW CONN | 6045
MVP50-4-H/5051 | MVP50,2"SOL.SCK.HDWL,2"SW CONN | 4785
MVP50-4-Z/5062 | MVP50,2" SOL,SCK,2-1/2" BW CONN,PLATED | 5508
MVP50-4/5051 | MVP50, 2" SOL, SCK, 2" SW CONN | 4657
MVP50-4/5062 | MVP50, 2" SOL, SCK, 2-1/2" BW CONN | 5103
MVP50-4A/5151 | MVP50, 2" REG RG. A, SCK, 2" SW CONN | 4688
MVP50-4A/5162 | MVP50, 2" REG RG. A, SCK, 2-1/2" BW CONN | 5133
MVP50-4ABK/5151 | MVP50, 2" HA4ABK, SCK, 2" SW CONN | 5158
MVP50-4AD/5151 | MVP50,2" DUAL REG RG.A, SCK,2" SW CONN | 5482
MVP50-4ADK-H/5162 | MVP50,2" DUAL HA4AK RG A/A,SCK,HW,2-1/2" BW CONN | 6141
MVP50-4AK-Z/5151 | MVP50,2" HA4AK RG.A,SCK,2" SW CONN,PLT | 5179
MVP50-4AK/5151 | MVP50, 2" HA4AK RG.A, SCK, 2" SW CONN | 4774
MVP50-4AK/5162 | MVP50, 2" HA4AK RG A, SCK, 2-1/2" BW CONN | 5219
MVP50-4AOS/5351 | MVP50,2" OUTLET PRES REG RG.B,ELEC,SCK,2" SW CONN | 5472
MVP50-4AS-Z/5162 | MVP50,2" REG ELEC SO,RG.A,SCK,2-1/2" BW CONN,PLTD | 5922
MVP50-4AS/5151 | MVP50,2" REG ELEC SO,RG.A,SCK,2" SW CONN | 5072
MVP50-4AS/5151E | MVP50,2" ELEC SO,RG.A,SCK,2" SW,CATII,MOD.H,EF101 | 5072
MVP50-4SD/5051 | MVP50,2" 2-STEP SOLENOID,SCK,2" SW CONN | 5293
MVP50-5/5051 | MVP50,2" SOL,CHECK,2" SW CONN | 4006
MVP50-5AK/5151 | MVP50,2" HA4AK,RG.A,CHECK,2" SW CONN | 4174
MVP50-6/5051 | MVP50, 2" SOL, BLANK, 2" SW CONN | 3382
MVP50-6/5062 | MVP50, 2" SOL, BLANK, 2-1/2" BW CONN | 3605
MVP50-7MCR-H/5051 | MVP50,2"SOLENOID,MCR,HW,2" SW CONN | 9500
MVP50-7MCR/5051 | MVP50,2"SOLENOID,MCV,2"SW CONN | 9372
MVP50-7MCV-H/5062 | MVP50,2"SOLENOID,MCV,HW,2-1/2"BW CONN | 10271
PVA/1 | DUAL PILOT SOL VALVE ASSM FOR HS9B,1/2"SW FLGS. | 655
PVAZ/1 | DUAL PLT SOL.VLV.ASSM FOR HS9B,1/2"SW,"PLATED" | 661
RDA1/150 | RUP DISC ASSEM,1/2"MPT, W/TWO 1/8" CONN,SET@150PSI | 604
RDA1/250 | RUP DISC ASSEM,1/2"MPT, W/TWO 1/8" CONN,SET@250PSI | 604
RDA1/300 | RUP DISC ASSEM,1/2"MPT, W/TWO 1/8" CONN,SET@300PSI | 604
RDA1/350 | RUPTURE DISC ASSY,1/2"MPT,W/2 1/8" CONN,SET@350PSI | 604
RDA1/400 | RUPTURE DISC ASSM 1/2"MPT W/(2)1/8"CONN.SET@400# | 604
RDA2/150 | RUP DISC ASSEM,3/4"MPT, W/TWO 1/8" CONN,SET@150PSI | 778
RDA2/250 | RUP DISC ASSEM,3/4"MPT, W/TWO 1/8" CONN,SET@250PSI | 778
RDA2/300 | RUP DISC ASSEM 3/4"MPT, W/TWO 1/8" CONN,SET@300PSI | 778
RDA2/350 | RUP DISC ASSY 3/4"MPT,W/TWO 1/8" CONN SET@350PSI | 778
RDA2/400 | RUP DISC ASSY 3/4"MPT,W/TWO 1/8" CONN SET@400PSI | 778
RDA4A/150 | RUPTURE DISC ASSY,1"MPTxFPT,1/8"CONN.SET@150 PSI | 882
RDA4A/250 | RUPTURE DISC ASSY,1"MPTxFPT,1/8"CONN.SET@250 PSI | 882
RDA4A/300 | RUPTURE DISC ASSY,1"MPTxFPT,1/8"CONN.SET@300 PSI | 882
RDA4A/350 | RUPTURE DISC ASSY,1"MPTxFPT,1/8"CONN.SET@350 PSI | 882
RDA4A/400 | RUPTURE DISC ASSY,1"MPTxFPT,1/8"CONN.SET@400 PSI | 882
RDA5A/150 | RUPT DISC ASSY,1-1/4"MPTxFPT,1/8"CONN,SET@150 PSI | 1017
RDA5A/250 | RUPT DISC ASSY,1-1/4" MPTxFPT,1/8"CONN.,SET@250PSI | 1017
RDA5A/300 | RUPT DISC ASSY,1-1/4" MPTxFPT,1/8"CONN.,SET@300PSI | 1017
RDA5A/350 | RUPT DISC ASSY,1-1/4" MPTxFPT,1/8"CONN,SET@350PSI | 1017
RDA5A/400 | RUPT DISC ASSY,1-1/4" MPTxFPT,1/8"CONN,SET@400PSI | 1017
RS150C | 1-1/2"REFRIG EXP REG. GLOBE,SW,SC | 526
RS150CE | 1-1/2" HAND EXP VALVE,SW,SC,CE-CATII,MOD.H EF107 | 526
RS150CS | 1-1/2" REFRG EXP REG GLB SW SC S/S PACKING NUT | 584
RS150H | 1-1/2" NH3 EXP REG. GLOBE, SW, BAR HANDLE | 526
RS150HE | 1-1/2"NH3 EXP REG GLB,SW,HW,CE-CATII,MODH,EF107 | 526
RS150HS | 1-1/2" GLB. HD.EXP VLV,SW,HW, W/ S/S PACKING NUT | 584
RS200C | 2"REFRIG.EXP.REGULATOR GLOBE,SOCKET WELD,SC | 596
RS200CE | 2" NH3,EXP REG.GLOBE,SW,SC,CE-CATII,MODH,EF107 | 596
RS200CS | 2" REFRG EXP. REG. GLOBE, SW,SC, S/S PACK NUT | 654
RS200H | 2" NH3 EXP REGULATOR GLOBE, SW, BAR HANDLE | 596
RS200HE | 2"NH3 EXP REG GLOBE,SW,HW CE-CATII,MODH,EF107 | 596
RS200HS | 2" GLOBE H.E.V , SW,HW, W/ S/S PACKING NUT | 654
RSB051C | 1/2" EXP. REG. GLOBE,BLTD. BON,SW,SC,T-STYLE | 210
RSB051CS | 1/2" EXP REG GLB,BLT BNT, SW SC S/S PACK NUT | 262
RSB051H | 1/2"EXP.REG.GLOBE,BLTD.BON,SW,HW,T-STYLE | 210
RSB051HS | 1/2" HEX SW GLB BB S/S TRIM SW,HW,T-STYLE | 262
RSB076C | 3/4" EXP.REG.GLOBE, BLTD. BONNET, SW, SC, T-STYLE | 235
RSB076CS | 3/4" H.E.V GLOBE BLT BNT SW,SC S/S PACKING NUT | 288
RSB076H | 3/4" EXP.REG.GLOBE, BLTD BON, SW,T-STYLE, BAR HNDL | 235
RSB076HS | 3/4" HAND EXP VLV.,GLB.SW,T-STYL,HW, S/S PACK NUT | 288
RSB101C | SHUTOFF VLV,T-STY EXPANSION GLOBE SC,1" SW,4-BLT | 275
RSB101CS | 1"HAND EXP.GLB. BLT.BNT.T-STYLE,SW,W/S/SPACK NUT | 328
RSB101H | 1" EXP REG, GLOBE, T-STY ,BLT BNT, SW, BAR HANDLE | 275
RSB101HS | 1"HAND EXP GLB.VLV.T-STYLE,SW,HW.W/S/S PACKING NUT | 328
RSB126C | 1-1/4"EXPANSN VLV,T-STY GLOBE SC 1-1/4" SW,4-BLT | 344
RSB126CE | 1-1/4"H.E.V. GLOBE,SW,SC CE-CAT I MOD A,EF106 | 344
RSB126CS | 1-1/4" EXP VLV GLOBE,SW,SC W/ S/S PACKING NUT | 397
RSB126H | 1-1/4" VLV, T-STY EXP GLOBE SW, 4-BLT, BAR HANDLE | 344
RSB126HE | 1-1/4" EXP VALVE,GLB,SW,HW,CE-CAT I,MOD A. EF106 | 344
RSB126HS | 1-1/4"HAND EXP VLV,GLB.SW,T-STYL,HW S/S PACK NUT | 397
RSBZ051C | 1/2" EXP REG.GLB.,T-STYLE,BLT.BNT.,SW,SC, PLTD. | 233
RSBZ051CS | 1/2"EXP REG.GLB T-STYLE, W/ S/S PACKING, PLATED | 286
RSBZ051H | 1/2" EXP.REG, GLB, T-STYLE, SW, BAR HNDL, PLTD | 233
RSBZ076C | 3/4" HEV REG.GLB,BLT.BONNET,SW,SC,T-STYLE,PLTD. | 260
RSBZ076CS | 3/4" HEV GLB BLT BNT SW SC W/ SS PACK NUT,PLATED | 313
RSBZ076H | 3/4" HD EXP REG, GLB, SW,T-STYLE, BAR HNDL, PLTD | 260
RSBZ076HS | 3/4" EXP VALVE.GLB.SW,HW,W/ S/S PACK NUT, PLATED | 313
RSBZ101C | 1" HAND EXP. VALVE,GLB,SE,T-STYLE,SC,PLTD. | 302
RSBZ101CS | 1" HAND EXP.GLB. T-STYLE,W/S/S/ PACK NUT, PLATED | 354
RSBZ101H | 1" HAND EXP VLV. GLB, SW, T-STYLE, BAR HNDL, PLTD | 302
RSBZ126C | 1-1/4"HAND EXP. VALVE,GLB,SW,SC,T-STYLE.PLTD. | 372
RSBZ126CS | 1-1/4" EXP VLV,GLB,SW,SC,T-STYLE S/S PACK,PLTD | 425
RSBZ126H | 1-1/4" HAND EXP VLV, GLB, T-STY, SW, BAR HNDL, PLT | 372
RSBZ126HS | 1-1/4""EXP VALVE,GLB.SW.HW.W/ S/S PACK NUT, PLATED | 425
RSE051C | 1/2" EXP VLV,GLB. EXT.NCK,BLT.BNT,T-STYLE,SW,SC | 299
RSE051H | 1/2" H.E.V, GLB. EXT. NECK, T-STY, SW, BAR HANDLE | 299
RSE076C | 3/4" EXP VLV,GLB.EXT.NECK,BLT.BNT,T-STYLE,SW,SC | 343
RSE076H | 3/4" EXP VLV,GLB.EXT.NECK,BLT.BNT,T-STYLE,SW,HW | 343
RSE101C | 1" EXP VALVE,GLB.EXT.NECK,BLT.BONNET,T-STYLE,SW,SC | 406
RSE101H | 1" EXP VLV, GLB, EXT.NECK, T-STYLE, SW, BAR HANDLE | 406
RSE126C | 1-1/4" HEV, GLB.EXT.NECK,BLT.BNT,T-STYLE,SW,SC | 501
RSE126H | 1-1/4"EXP VALVE,GLB.EXT.NCK,BLT. BNT,T-STYL,SW,HW | 501
RSE150C | 1-1/2"EXP.VALVE,GLB,SW,EXTENDED NECK,SC | 689
RSE150H | 1-1/2"EXP.VALVE,GLB,SW, EXTENDED NECK, HW | 689
RSE200C | 2"EXP. VALVE,GLB,SW,EXTENDED NECK,SC | 759
RSE200H | 2"EXP. VALVE,GLB,SW,EXTENDED NECK,HW | 759
RSEZ076C | 3/4" EXP REG GLB, EXT NECK, SW, SC, ZINC PLATED | 369
RSEZ076H | 3/4" EXP REG.,GLB.EXT NECK,SW,HW,PLATED | 369
RSEZ101C | 1" EXPANSION REG GLB, EXTENDED NECK, SC, SW PLATED | 434
RSEZ101H | 1" EXP REG GLB EXT NECK,HW,SW, PLATED | 434
RSEZ126H | 1-1/4"EXP REG. GLB.EXT NECK,T-STYLE,SW.HW. PLATED | 528
RSEZ150H | 1-1/2"EXP REG,GLOBE,EXT NECK,HW,SW,PLATED | 771
RSEZ200C | 2" EXP VLV. GLB EXT NECK, SC, SW, PLT | 847
RSEZ200H | 2" EXP REG. GLB EXT NECK HW SW PLATED | 847
RSZ150C | 1-1/2" REFRIG EXP REG. GLOBE,SW,SC,PLT | 603
RSZ150CS | 1-1/2"REFRIG EXP REG GLOBE,SW,SC,SS TRIM,PLT | 661
RSZ150H | 1-1/2" NH3 EXP. REG. GLOBE, SW, BAR HNDL, PLTD | 603
RSZ200C | 2" REFRIG. EXP. REG. PLATED GLOBE, SOCKET WELD, SC | 680
RSZ200CS | 2" HAND EXP VALVE, GLB.W/S/S PACKING NUT,PLATED | 738
RSZ200H | 2" NH3 EXP. REG, GLOBE, SW, BAR HNDL, PLTD | 680
RT038C | 3/8" REFRIG.EXP REG. GLOBE,THREADED,SC | 173
RT038H | 3/8" NH3 EXP REG, GLB, THREADED, BAR HANDLE | 173
RT051C | 1/2" REFRIG EXP REG.GLOBE, THREADED,SC | 180
RT051H | 1/2" NH3 EXP REG, GLB, THREADED, BAR HANDLE | 180
RT076C | 3/4"REFRIG.EXP.REG. GLOBE,THREADED,SC | 201
RT076H | 3/4" NH3 EXP REG, GLB, THREADED, BAR HANDLE | 201
RTB051C | VALVE, T-STYLE EXPANSION GLOBE SC 1/2" THD, 4-BOLT | 205
RTB051H | VALVE, T-STYLE EXPANSION GLOBE HW 1/2" THD, 4-BOLT | 205
RTB051HS | 1/2" EXP VLV,T-STYLE,HW,GLB. W/ /S/S PACKING NUT | 258
RTB076C | VALVE, T-STYLE EXPANSION GLOBE SC 3/4" THD, 4-BOLT | 231
RTB076CS | 3/4" EXP GLB VLV T-STYLE, THD, SC, W S/S PACK NUT | 284
RTB076H | 3/4" EXP VALVE,THD,T-STYLE EXP GLB,4-BOLT,BAR HNDL | 231
RTB076HS | 3/4" EXP GLB VLV, T-STYLE,THD,HW, W/ S/S PACK NUT | 284
RTB101C | VALVE, T-STYLE EXPANSION GLOBE SC 1" THD, 4-BOLT | 272
RTB101H | EXP VLV,1" THD,T-STYLE GLB,4-BOLT,BAR HNDLE | 272
RTB126C | 1-1/4"EXP VALVE,GLOBE,THD,T-STY HW, 4-BOLT | 344
RTB126H | 1-1/4" EXP VLV,THD,T-STY,GLB,4-BLT,BAR HNDL | 344
RTBZ076H | 3/4" THD,T-STYLE EXP GLB, BAR HNDL, PLT | 257
RTE051C | 1/2" H.E.V GLB.EXT.NECK,BLT BNT,T-STYLE,THD,SC | 297
RTE051H | 1/2" EXP VLV,GLB.EXT.NCK,BLT.BNT,T-STYLE,THD,HW | 297
RTE076C | 3/4" EXP VLV,GLB.EXT.NCK,BLT.BNT,T-STYLE,THD.SC | 342
RTE076H | 3/4" EXP VALVE, GLB.EXT.NCK,BLT.BNT,T-STYLE,THD,HW | 342
RTE101C | 1" EXP VLV,GLB,EXT.NECK, BLT.BNT,T-STYLE,THD,SC | 404
RTE101H | 1" EXP VLV,GLB. EXT.NECK,BLT.BNT,T-STYLE,THD.HW | 404
RTE126C | 1-1/4"HEV GLB.EXT.NCK,BLT.BNT,T-STYL,THD,SC | 501
RTE126H | 1-1/4" HEV,GLB,EXT.NCK,BLT.BNT T-STYL,THD.HW | 501
RTEZ076H | 3/4" GLB EXP VALVE,EXT.NECK, T-STYLE,HW, PLATED | 367
RTZ038C | 3/8"NH3 EXPANSN REG GLOBE,THREADED,SC,PLATED | 196
RTZ038H | 3/4" NH3 EXP REG, GLB, THREADED, BAR HNDL, PLTD | 196
RTZ051C | 1/2"NH3 EXPANSN REG GLOBE,THEADED,SC,PLATED | 204
RTZ051H | 1/2" NH3 EXP REG GLB,THREADED, BAR HNDL, PLTD | 204
RTZ076C | 3/4"NH3 EXPANSN REG GLOBE,THREADED,SC,PLATED | 224
RTZ076H | 3/4" NH3 EXP REG GLB,THREADED, BAR HNDL, PLTD | 224
RVS076K | 3/4"(20MM)REFRIG.SHUTOFF VLV, GLOBE SW,W/WRD SC | 312
RVS100K | REFRIG. SHUT-OFF VALVE, GLOBE SOCKET WELD, W/WIRED | 323
RVS125K | REFRIG. SHUT-OFF VALVE GLOBE SOCKET WELD, W/WIRED | 413
RW150C | EXP VALVE, GLOBE SC BW 1-1/2" | 593
RW150CE | 1-1/2" NH3 EXP REG.GLB,BW,SC CE-CATII,MODH,EF107 | 593
RW150H | VALVE, GLOBE EXP HW WLD 1-1/2" | 593
RW150HE | 1-1/2" NH3 EXP REG.GLB,BW,HW CE-CATII,MODH,EF107 | 593
RW201C | 2"REFRIG.EXP REGULATOR GLOBE, WELD, SEAL CAP | 618
RW201CE | 2" NH3 EXP REG. GLB.BW,SC CE-CATII, MOD H EF107 | 618
RW201H | 2" AMMONIA EXPANSION REGULATOR GLOBE, WELDED,HW | 618
RW201HE | 2" NH3,EXP REG,GLOBE,BW,HW,CE CATII,MODH,EF107 | 618
RW251C | 2-1/2"REFRIG EXPANSI0N REG.GLOBE,BW,SEAL CAP | 957
RW251CE | 2-1/2"NH3 EXP REG. GLB BW,SC CE-CATII,MODH EF107 | 957
RW251H | 2-1/2" NH3,HAND EXP REG,GLB,BW,BAR HANDLE | 957
RW251HE | 2-1/2" NH3 EXP REG. GLB BW,HW CE-CATII,MODH EF107 | 957
RW251HS | 2-1/2"NH3,EXP.REG.GLOBE,BW,HW,W/ S/S PACKING NUT | 1030
RW252CE | 65mm NH3 EXP REG.GLB.BW,SC CE-CATII,MODH,EF107 | 957
RW252HE | 65mm NH3 EXP REG,GLB.,BW,HW,CE-CATII,MODH,EF107 | 957
RW301C | 3"REFRIG.EXP REGULATOR GLOBE,WELDED,SC | 1292
RW301CE | 3" NH3 EXP REG GLOBE BW,SC,CE-CATII, MOD H EF107 | 1292
RW301H | 3" AMMONIA EXPANSION REGULATOR GLOBE,BW,HW | 1292
RW301HS | 3"AMMONIA EXP REG.GLB.HW.S/S/ PACKING NUT | 1366
RW402C | 4" AMMONIA EXP REGULATOR GLOBE, WELDED,SEALCAP | 1669
RW402CE | 4" HAND EXP VLV,GLOBE SC,BW,CE-CAT II,MOD.H,EF107 | 1669
RW402H | 4" NH3 EXP REG GLB, WELDED, BAR HANDLE | 1669
RW402HE | 4" HEX GLOBE BH CE-CAT II,MOD.H,EF107 | 1669
RW402HS | 4" NH3 EXP REGULATOR GLB,BW,HDWL,SS TRIM | 1742
RWB051C | VALVE, T-STY EXPANSION GLOBE SC 1/2" BW, 4-BLT | 227
RWB051CS | 1/2" EXP VALVE GLB,SC BW W/ S/S PACKING NUT | 280
RWB051H | VALVE, T-STY EXPANSION GLOBE HW 1/2" BW, 4-BLT | 227
RWB076C | VALVE, T-STY EXPANSION GLOBE SC 3/4" BW, 4-BLT | 247
RWB076H | 3/4" BW VLV, T-STY, EXP GLB, 4-BLT, BAR HANDLE | 247
RWB101C | VALVE, T-STY EXPANSION GLOBE SC 1" BW, 4-BLT | 294
RWB101H | 1" BW VLV, T-STY EXP GLB, 4-BLT, BAR HANDLE | 294
RWB126C | 1-1/4" HAND EXP VLV,T-STY GLOBE,SC,BW,4-BLT | 378
RWB126CE | 1-1/4" NH3 EXP GLOBE BW, SC, CE-CATI, MOD.A, EF106 | 378
RWB126H | 1-1/4" HAND EXP VLV,T-STY GLOBE,HW,BW 4-BLT | 378
RWBZ076C | 3/4" T-STYLE HEV GLB SC BW, 4-BL, PLT | 271
RWBZ101C | 1" HEV GLOBE T-STYLE 4-BOLT, BW,SC, PLATED | 321
RWE076H | 3/4" HEV, GLOBE BW EXT NECK, HW | 363
RWE126C | 1 1/4" EXP VLV,GLOBE, EXT NECK, T-STYLE SC | 535
RWE126H | 1-1/4" H.E.V GLOBE, BW, EXT NCK, HW | 535
RWE150C | EXP VALVE,1-1/2" GLOBE,EXT NECK,SC BW | 758
RWE150H | 1-1/2" EXP VALVE,GLB.,EXT BONNET,T-STYLE,BW,HW | 758
RWE200C | 2" EXP VALVE GLOBE, BW, EXT NECK, SC | 779
RWE200CE | 2" EXP VLV GLB,BW,EXT NECK,SC,CATII,MOD.H,EF107 | 779
RWE200H | 2" EXP VALVE, GLOBE, BW, EXT NECK, HW | 779
RWE251C | 2-1/2" EXP VALVE,GLB.EXT BONNET, T-STYLE,BW,SC | 1170
RWE251H | 2-1/2"EXP VALVEW,GLB. EXT BONNET, T-STYLE,BW,HW | 1170
RWE301C | 3" EXP VALVE,GLB.EXT BONNET,T-STYLE,BW,SC | 1518
RWE301H | 3" EXP VALVE,GLB. EXT.BONNET, T-STYLE,BW,HW | 1518
RWE400C | 4" EXP VALVE,GLB.EXT.BONNET, T-STYLE,BW,SC | 1978
RWE400H | 4" EXP VALVE,GLB.EXT BONNET,T-STYLE,BW,HW | 1978
RWZ251C | 2-1/2"REFRIG.EXP.REG.PLATED, GLOBE, WELD,SEAL CAP | 1107
RWZ251CE | 2-1/2"EXP GLB BW,SC,PLATED,CE-CATII,MODH EF107 | 1107
RWZ251CS | 2-1/2" REF.EXP.REG. PLATED,GLB.SC. W/S/S PACKING | 1180
RWZ251H | 2-1/2" NH3 EXP REG, GLOBE, WELD, BAR HNDL, PLTD | 1107
RWZ301C | 3"REFRIG.EXP.REG.PLATED, GLOBE,WELD,SEAL CAP | 1446
RWZ301H | 3"AMMONIA EXP.REG.PLATED, GLOBE,WELD,HANDWHEEL | 1446
RWZ402C | 4"REFRIG.EXP.REG.PLATED, GLOBE,WELD,SEAL CAP | 1856
RWZ402H | 4"AMMONIA EXP.REG.PLATED, GLOBE,WELD,HANDWHEEL | 1856
ST050 | 1/2"REFRIGRNT STRAINER CLOSE-COUPLED 100 MESH | 114
ST050D | REFRIG STR.W/DRAIN PLUG,CLOSE-COUPLED 100 MESH | 141
ST050Z | 1/2"REFRIG STRAINER CLOSE-COUPLD 100 MESH,GRN PNT | 129
ST100 | REFRIGERANT STRAINER CLOSE-COUPLED 60 MESH | 273
ST100/100 | ST100 REFRIG STRN,HEAVY DUTY, 100 MESH SCRN | 421
ST100HD | ST100 REFRIG. STRN, HEAVY DUTY, 60 MESH SCRN | 334
ST100HDZ | ST100 REFRIG STRN HVY DTY,60 MESH STRN,PLT | 389
ST100Z | 1"(25MM)REFG. STRAINER CLOSE-COUPLED 60 MESH PLATE | 328
ST200 | 2" REFRIGERANT STRAINER CLOSE COUPLED,60 MESH | 596
ST200/100 | 2" REFRIGERANT STRAINER CLOSE COUPLED, 100 MESH | 851
ST200/100E | 2" REF STR CLS CPLE,100 MESH,CE-CATII,MOD.H,EF101 | 851
ST200E | 2"(50MM)REFRIG STR CE-CAT.II,MOD.H,EF101 | 596
ST200Z | 2"(50MM)REF STRAINER CLOSE-COUPLED 60 MESH PLATED | 754
ST200Z/100 | 2" REFRIG STRAINER CLOSED-COUPLED,100MESH,PLTD | 1010
ST250 | 2-1/2" REFRIGERANT STRAINER CLOSE-COUPLED,60 MESH | 826
ST250/100 | 2-1/2" REFRIG. STRAINER CLOSE-COUPLED, 100 MESH | 1217
ST250E | 2-1/2"(65MM)REFRIG.STRAINER CE-CAT.II,MOD.H,EF 101 | 826
ST250Z | 2-1/2"(65mm)REFRIG.STR. CLOSE-CPLD 60MESH,PLATED | 1080
ST300 | 3" REFRIGERANT STRAINER CLOSE-COUPLED,60 MESH | 998
ST300E | 3"REFRIGERANT STRAINER CE-CAT.II,MOD.H.EF 101 | 998
ST300Z | 3"(80MM)REF STRAINER CLOSE-COUPLED 60 MESH PLATED | 1294
ST400 | 4" REFRIGERANT STRAINER CLOSE-COUPLED 60 MESH | 1970
ST400E | 4"REFRIGERANT STRAINER CE.CAT.II,MOD.H,EF 101 | 1970
ST400Z | 4"(100MM)REFRIG STR CLOSE-COUPLED 60 MESH"PLATED | 2443
STW100/0004 | 3/4"REFRIG STRN C/C 60mesh WELDIN-LINE 3/4"SW X BW | 580
STW100/0024 | REFRIG STRN,60 MESH,WELD IN-LINE,1" SW X BW | 580
STW100/0034 | REFRG STRN 60mesh,WELD IN-LINE 1-1/4"" SW X BW | 580
STW100/100/0004 | REFRIG STRNR,100 MESH,WELD-IN-LINE,3/4 SW/BW CON | 728
STW100/100/0024 | 1"REFRIG STRN,100 MESH,WELD IN-LINE,1" SW X BW | 728
STW200/0044 | 2"(50mm)STRN 60MESH WELD IN-LINE 1-1/2" SW/BW CON | 1076
STW200/0054 | 2"(50mm)STRN 60MESH WELD IN-LINE 2" SW X BW | 1076
STW200/100/0044 | REFRIG STRN 100 MESH WELD-IN-LINE 1-1/2" SW X BW | 1335
STW200/100/0054 | REFRG STRN 100 MESH WELD-IN-LINE 2" SW X BW CONN | 1335
STW200Z/0054 | 2"(50mm)STRN 60MESH WELD-IN-LINE,2" SW X BW,PLTD | 1266
STW250/0061 | 2-1/2" STRAINER WELD IN LINE2-1/2" SW CONN | 1555
STW250Z/0061 | 2-1/2" STRAINER WELD-IN-LINE, 2-1/2" SW,PLTD | 1857
STW300/0072 | 3"(80mm)STRN 60MESH WELD IN-LINE 3" BW CONN. | 1900
STW300Z/0072 | 3"(80mm)STRN 60MESH WELD-IN-LINE 3" BW CONN,PLTD | 2257
STW400/0082 | REFRIG STRAINER 4" WELD IN LINE BW CONN | 3075
STW400/0082E | STRAINER 4"WELD-IN-LINE BW CONN,CATII,MOD A,EF101 | 3075
STW400Z/0082 | 4"(100MM)REFR STRNR WELD-IN 4" BW CONN,PLT | 3660
STW500 | 5" REFRIGERANT STRAINER,BUTT WELD END | 4000
STW600 | 6" REFRIGERANT STRAINER BUTT WELD,60 MESH | 6962
STW600E | 6"REFRIG STRNR,BW,60 MESH,CE-CATIII,MODH,EF102 | 6962
STWZ500 | 5"(125")REFRIG.STRAINER,PLATED | 5126
UK050 | #050 FLANGE UNION KIT | 58
UK050Z | #050 FLANGE UNION KIT, PLATED | 68
UK100 | #100 FLANGE UNION KIT | 73
UK100Z | #100 FLANGE UNION KIT, PLATED | 87
UK200 | #200 FLANGE UNION KIT | 164
UK200Z | #200 FLANGE UNION KIT, PLATED | 192
UK250 | #250 FLANGE UNION KIT | 189
UK250Z | #250 FLANGE UNION KIT, PLATED | 231
UK300 | #300 FLANGE UNION KIT | 212
UK300Z | #300 FLANGE UNION KIT, PLATED | 269
UK400 | #400 FLANGE UNION KIT | 276
VS150C | 1-1/2" ANGLE HEV, SW, SEAL CAP | 526
VS150CE | 1-1/2" ANGLE HEV,SW,SEAL CAP,CATII,MODH,EF107 | 526
VS150H | 1-1/2" NH3 EXP REG. ANGLE, SW, BAR HANDLE | 526
VS150HS | 1-1/2" ANGLE H.E.V. SW,HW.,SS PACKING NUT | 584
VS200C | 2"(50MM)REFRIG.EXP.REG. ANGLE,SOCKET WELD,SC | 596
VS200CE | 2"(50MM)NH3 EXP.ANG,SW,SC,CE-CATII,MODH,EF107 | 596
VS200H | 2" (50MM) NH3 EXP REG, ANGLE, SW, BAR HANDLE | 596
VS200HS | 2" ANG.EXP VLV.,SW,HW,W/ S/S PACKING NUT | 654
VSB050C | 1/2"EXP.REG.ANGLE,,BOLTED BONNET,SW,SC | 210
VSB050CS | 1/2" EXP REG ANGLE,BOLTED BONNET,SW,SC & S/S TRIM | 262
VSB050H | 1/2" EXP REG, ANGLE, BLTD BONNET, SW, BAR HANDLE | 210
VSB075C | 3/4" EXP. REG. ANGLE, BOLTED BONNET, SW, SC | 235
VSB075CS | 3/4" EXP REG ANGLE,BLT BNT SW SC W/ S/S PACK NUT | 288
VSB075H | 3/4" EXP REG, ANGLE, BOLT BONNET, SW, BAR HANDLE | 235
VSB075HS | 3/4" ANG,EXP VLV,SW,BLT.BNT,BAR HNDL,W/SS PACK NUT | 288
VSB100C | 1"EXPANSION REG.ANGLE BOLTED BONNET,SW,SC | 275
VSB100CS | 1" EXP.REG.ANGLE BLT BNT,SW,SC, W/ S/S PACK NUT | 328
VSB100H | 1" EXP REG, ANGLE, BLT BONNET, SW, BAR HANDLE | 275
VSB100HS | 1"EXP VLV,ANG.SW BOLT BNT. HW W/S/S PACKING NUT | 328
VSB125C | 1-1/4"EXPANSN REG.ANGLE BOLT BONNT,SW,SC | 344
VSB125CE | 1-1/4" HEV,ANG,SW,SC,BLT BNT,CE-CAT I,MODA,EF106 | 344
VSB125CS | 1-1/4" EXP.REG. ANGLE BLT BNT,SW,SC,S/S PACK NUT | 397
VSB125H | 1-1/4" EXP REG, ANGLE, BOLT BONN, SW, BAR HANDLE | 344
VSB125HE | 1-1/4" HEV,ANG,SW,HW,BLT BNT,CE-CAT I,MOD A,EF106 | 344
VSBZ050C | 1/2"EXP VLV,ANGLE,BOLT BONNT,SW,SC,PLT | 233
VSBZ050CS | 1/2"HEV ANGLE,BLT.BNT,SW,SC,W/ S/S PACK,PLT | 286
VSBZ050H | 1/2" EXP VLV, ANGLE, BLT BONNET, SW, BAR HNDL, PLT | 233
VSBZ075C | 3/4"EXP.REG.ANGLE,PLATD,BOLT BONNT,SW,SC | 260
VSBZ075CS | 3/4"HEV ANG,BLT.BNT.SW,SC,W/ S/S PACK NUT, PLTD | 313
VSBZ075H | 3/4"EXP.REG.ANGLE, BOLT BONNET, SW, BAR HNDL, PLTD | 260
VSBZ075HS | 3/4" EXP REG.ANG.SW.HW. W/ S/S PACK NUT, PLATED | 313
VSBZ100C | 1"EXP.REG.ANGLE,PLATED ,BOLTED NECK,SW,SC | 302
VSBZ100CS | 1" EXP ANG. BOLTED,NECK,SW,SC W/ S/S PACK PLTD | 354
VSBZ100H | 1" EXP REG, ANGLE, BLT BONNET, SW, BAR HNDL, PLTD | 302
VSBZ100HS | 1" EXP VALVE,ANG,SW,HW,W/ S/S PACK NUT,PLATED | 354
VSBZ125C | 1-1/4"EXP.REG.ANGLE,PLTD, ,BLT BONNET,SW,S | 372
VSBZ125H | 1-1/4" EXP. REG. ANGL, BLT BNT, SW, BAR HNDL, PLTD | 372
VSBZ125HS | 1-1/4" EXP VLV. ANG.SW,HW,W/ S/S PACK NUT, PLATED | 425
VSE050C | 1/2"EXP. VALVE,ANG,SW,EXTENDED NECK,SC | 299
VSE050H | 1/2" EXP VLV,ANG,SW,EXTENDED NECK,BAR HNDL | 299
VSE075C | 3/4" EXP. VALVE,ANG,SW,EXTENDED NECK,SC | 343
VSE075H | 3/4" EXP VLV, ANG, EXT. BONNET, SW, BAR HANDLE | 343
VSE100C | 1"EXP.VALVE,ANG,SW,EXTENDED NECK,SC | 406
VSE100H | 1"EXP.VALVE,ANG,SW,EXTENDED NECK,HW | 406
VSE125C | 1-1/4"EXP. VALVE,ANG,SW,EXTENDED NECK,SC | 501
VSE125H | 1-1/4"EXP.VALVE,ANG,SW,EXTENDED NECK, HW | 501
VSE150C | 1-1/2" EXP.VALVE, ANG,SW,EXTENDED NECK,SC | 689
VSE150H | 1-1/2" EXP VALVE,ANG,SW,EXTENDED NECK,HW | 689
VSE200C | 2" EXP.VALVE, ANG,SW,EXTENDED NECK, SC | 759
VSE200H | 2" EXP.VALVE, ANG,SW,EXTENDED NECK,HW | 759
VSEZ125H | 1-1/4"EXP VLV,ANG SW EXT NECK,HW, PLATED | 528
VSZ150C | 1-1/2"REFRIG.EXP.REG. ANGLE,SW,SEAL CAP,PLATED | 585
VSZ150H | 1-1/2" NH3 EXP REG,ANGLE,SW,BAR HNDL,PLT | 585
VSZ200C | 2"REF.EXPANSN REGULATR ANGLE,SW,SC,PLATED | 657
VSZ200CS | 2" REF.EXP.REG.ANG,SW,SC W/ S/S PACK NUT, PLTD | 715
VSZ200H | 2" NH3 EXP REG, ANGLE, SW, BAR HNDL, PLTD | 657
VT038C | 3/8"REFRIG.EXP REG. ANGLE,THREADED,SC | 173
VT038H | 3/8"NH3 EXPANSION REG. ANGLE,THREADED,HANDWHEEL | 173
VT051C | 1/2"REFRIG.EXP. REG. ANGLE,THREADED,SC | 180
VT051H | 1/2"NH3 EXPANSION REG. ANGLE,THREADED,HANDWHEEL | 180
VT076C | 3/4"REFRIG.EXP. REG. ANGLE,THREADED,SC | 201
VT076H | 3/4"NH3 EXPANSION REG. ANGLE,THREADED,HANDWHEEL | 201
VTB050C | 1/2"EXP REG.ANGLE,BLT BONNET,THD.SC | 205
VTB050H | 1/2"EXPANSION REG.ANGLE,BLT BONNET,THD.HW | 205
VTB075C | 3/4"EXPANSION ANGLE,BOLTED BONNET,THD.,SC | 231
VTB075CS | 3/4"EXP ANGLE,BLTD BONNET,THD,SC,SS TRIM | 231
VTB075H | 3/4"EXP REG. ANGLE,BLTD BON,THD,BH | 231
VTB100C | 1"EXP.REG.ANGLE, BOLTED BONNET,THD.,SC | 272
VTB100H | 1"EXPANSION ANGLE,BOLTED BONNET,THD.,HW | 272
VTB125C | 1-1/4"EXP REG.ANGLE,BLTD BONN,THD.SC | 344
VTB125H | 1-1/4"EXP ANGLE,BOLTED BONNET,THD.HW | 344
VTBZ050C | 1/2"EXP.REG.ANG,PLT EXT.NECK,BLT BONNET,SC | 229
VTBZ050H | 1/2" EXP.REG.GLB,PLT,BLT BONNET,HW | 229
VTBZ075C | 3/4"EXP.REG,ANGL,PLATD, EXT.NECK,BOLT BONNT,THD,SC | 257
VTBZ075H | 3/4"EXP.REG.ANGL,PLATD, EXT.NECK,BOLT BONNT,THD,HW | 257
VTBZ100C | 1"EXP.REG,ANGLE,PLTD EXT.NECK,BLT BONNET,THD,SC | 299
VTBZ100H | 1"EXP.REG.,ANGLE,PLATED EXT.NECK,BLT.BONNET,THD,HW | 299
VTBZ125C | 1-1/4"EXP.REG.ANGLE,PLATD, EXT.NECK,BOLT BONNT,THD | 372
VTBZ125H | 1-1/4"EXP.REG.ANGLE,PLATD, EXT.NECK,BOLT BONNT,THD | 372
VTE050C | 1/2" EXP.VALVE,ANGLE,EXT.NECK,BLT.BONNET,THD.SC | 297
VTE050H | 1/2" EXP.VALVE,ANGLE.EXT.NECK,BLT..BONNET,THD.HW | 297
VTE075C | 3/4" EXP.VALVE,ANGLE,EXTNECK,BLT.BONNET,THD,SC | 342
VTE075H | 3/4" EXP VALVE,ANGLE.EXT.NECK,BLT.BONNET,THD,HW | 342
VTE100C | 1"EXP VALVE,ANGLE.EXT.NECK,BLT.BONNET,THD.SC | 404
VTE100H | 1" EXP VALVE,ANGLE,EXT.NECK,BLT.BONNET.THD.HW | 404
VTE125C | 1-1/4" EXP. VALVE, ANGL.EXT.NECK,BLT.BNT,THD,SC | 501
VTE125H | 1-1/4" EXP VALVE, ANGLE,EXT.NECK,BLT.BONNET,THD.HW | 501
VTZ038C | 3/8"NH3 EXPANSION REG. ANGLE,THEADED,SC,"PLATED" | 196
VTZ038H | 3/8"NH3 EXPANSN REG ANGLE,THREADED,HW, PLATED | 196
VTZ051C | 1/2"NH3 EXPANSN REG ANGLE,THREADED,SC,PLATED | 204
VTZ051H | 1/2"NH3 EXPANSN REG ANGLE,THREADED,HW,PLATED | 204
VTZ076C | 3/4"NH3 EXPANSN REG ANGLE,THREADED,SC,PLATED | 224
VTZ076H | 3/4"NH3 EXP.REG. ANGLE,THD,HW,PLATED | 224
VW150C | VALVE, ANGLE EXP SC WLD 1-1/2" | 593
VW150CE | 1-1/2" NH3 EXP ANGLE BW SC CE-CATII.MOD H,EF107 | 593
VW150H | 1-1/2" EXP VALVE, ANGLE, HW, BW | 593
VW201C | 2" REFRIG.EXP REGULATOR ANGLE, WELD, SEAL CAP | 618
VW201CE | 2" NH3 EXP ANGLE,BW,SC,CE-CAT II,MOD H EF107 | 618
VW201H | 2" NH3 EXP REG ANGLE, WELD, HANDWHEEL | 618
VW251C | 2-1/2"REFRIG EXP REG.ANGLE,WELDED,SC | 957
VW251CE | 2-1/2"(65MM)NH3 EXP,ANG,SC,CE-CATII,MOD H,EF107 | 957
VW251H | 2 1/2" NH3 EXP REG, ANGLE, WELD, BAR HANDLE | 957
VW251HS | 2-1/2" AMMONIA EXP REG ANG.WLD,HW W/ S/S PACK NUT | 1030
VW252CE | 65mm NH3 EXP REG. ANG BW,SC,CE-CATII MODH,EF107 | 957
VW252HE | 65mm NH3 EXP.REG. ANG,BW,HW,CE-CATII,MODH,EF107 | 957
VW301C | 3" REFRIG EXPANSION REG.ANGLE,BW,SC | 1292
VW301CE | 3"NH3 EXP VLV,ANG. BW,SC,CE-CATII,MODH,EF107 | 1292
VW301CS | 3" REFRIG EXPANSION REG.ANGLE,BW,SC,SS PACK NUT | 1366
VW301H | 3" NH3 EXP REG, ANGLE,BW,BAR HANDLE | 1292
VW301HS | 3"AMMONIA EXP REG.ANG.WLD,HW,W/ S/S PACK NUT | 1366
VW402C | 4"REFRIGERANT EXPANSION REG. ANGLE,WELDED,SEAL CAP | 1669
VW402H | 4"AMMONIA EXPANSION REG. ANGLE,WELDED,HANDWHEEL | 1669
VWB050C | 1/2" HAND EXP VLV,ANG,SC,BW 4-BLT | 227
VWB050H | 1/2" HAND EXP VLV,ANG HW BW 4-BLT | 227
VWB075C | 3/4" HAND EXP VLV,ANG SC BW 4-BLT | 247
VWB075H | 3/4" HAND EXP VLV,ANG HW BW 4-BLT | 247
VWB100C | VLV,ANG EXP SC 1"BW 4BOLT | 294
VWB100H | VLV,ANG EXP HW 1"BW 4BOLT | 294
VWB125C | VLV,ANG EXP SC 1-1/4"BW 4 | 378
VWB125H | VLV,ANG EXP HW 1-1/4"BW 4 | 378
VWE075H | 3/4" HEV, ANGLE, BW EXT. NECK, HW | 363
VWE150H | 1-1/2" EXPAN VLV,ANGLE,EXTENDED NECK,BW,HW,SS NUT | 758
VWE200H | 2" EXPANSION VLV,ANGLE,EXTENDED NECK,BW HW | 779
VWE251C | 2-1/2" EXP VALVE,ANG,EXTENDED NECK,BW.SC | 1170
VWE251H | 2-1/2" EXP VALVE, ANG.EXTENDED NECK ,BW HW | 1170
VWE301C | 3" EXP VALVE, ANGLE EXTENDED NECK, BW SC | 1518
VWE301H | 3" EXP VALVE, ANGLE EXTENDED NECK, BW,HW | 1518
VWE402C | 4" EXP.VALVE, ANGLE,EXTENDED NECK,BW,SC | 1978
VWE402H | 4" EXP VALVE,ANGLE,EXTENDED NECK,BW HW. | 1978
VWZ201C | 2"(50MM)REFRIG.EXP REG. ANGLE,WELD,S/C,PLATED | 678
VWZ251C | 2-1/2"REF.EXPANSN REGULATR ANGLE,WELD,HW,PLATD | 1051
VWZ251H | 2-1/2" NH3 EXP REG ANGLE, WELD, BAR HNDL, PLTD | 1051
VWZ301C | 3"REFRIG.EXPANSION REGULATOR ANGLE,WELD,SC,PLATED | 1393
VWZ301H | 3" NH3 EXP REG ANGLE, SW, BAR HNDL, PLTD | 1393
VWZ402C | 4"REFRIG.EXPANSION REGULATOR ANGLE,WELD,SC,PLATED | 1827
VWZ402H | 4"AMMONIA EXPANSION REGULATOR ANGLE,BW,HW,PLT | 1827

## Technical Equipment
LP0221a LIST PRICE SCHEDULE
LIST PRICES SHOWN ARE FOR REFERENCE ONLY. FINAL PRICING & AVAILABLITY IS PER FACTORY.
(Use appropriate Technical Equipment Multiplier)
Item | Description | Price
31-0031 | 17L CYLINDER 100 PPM AMMONIA --DROP SHIP ITEM-- | 210
31-0032 | 17L CYLINDER 250 PPM AMMONIA | 210
31-0033 | 17L CYLINDER 1000 PPM AMMONIA | 210
31-0034 | 17L CYLINDER 10K PPM AMMONIA | 210
31-0035 | 17L CYLINDER 1000 PPM R22 | 210
31-0078 | 17L CYLINDER, 3000 PPM, R-22 | 210
31-0079 | 17L CYLINDER, 3000 PPM, R-404 | 210
31-0080 | 17L CYLINDER, 3000 PPM, R-134A | 210
31-0124 | 17L CYLINDER, 0-5000 PPM, R134A | 210
31-0130 | 17L CYLINDER, 0-5000 PPM, R410 | 210
31-0164 | CALIBRATION GAS,NH3,250 PPM,C10,34L | 428
31-0165 | CALIBRATION GAS,NH3,100PPM,C10,34L | 428
31-0166 | CALIBRATION GAS,NH3,1000 PPM,C10,34L | 428
31-0196 | CALIBRATION GAS,NH3,300PPM,17L --DROP SHIP ITEM-- | 212
31-0197 | CALIBRATION GAS,NH3,50 PPM,17L --DROP SHIP ITEM-- | 212
31-1000 | KIT, SENSOR CALIBRATION | 484
67-1018 | KIT, HPT WIRING PLUG | 105
70-0785 | ENCLOSURE, PXVC | 175
70-0786 | POWER SUPPLY, PXVC, 24VDC | 240
70-1142 | KIT, ENCLOSURE, PXVC, IP65 | 140
70-1143 | KIT, POWER SUPPLY, PXVC, 15.2W | 74
75-1185 | KIT,CALIBRATION MAGNET FOR HMM,SEALED MOTOR VALVE | 23
75-3003 | HMXV/B MTR.EXP.VLV.24VAC,4-MA,7MM NOM PRT LESS MTR | 1862
AIR-NH3 | CONTROLLER,AIR-NH3,EXCESSIVE AIR,W/CALC,24VAC/DC | 1239
AP01W | AUTO-PURGER"W", 115/60 SGL PT,MNL WATER CHANG,NH3 | 16123
AP01W-2 | AUTO-PURGER"W", 230V SGL PT,MNL WATER CHANG,NH3 | 16123
AP08W | AUTO-PURG DELUXE WELDED,8PTS,NH3, 115/60 NON-COND | 22335
AP08W-2 | AUTO-PURGER DLX WELDED, 8PTS 230V NON-COND | 22335
AP08WN | AUTO-PURGER DELX WELD 8PTS NON-COND,115/60, NEMA-4 | 25808
AP16W | AUTO-PURGDELUXE WELDED,16PTS,NH3 115/60 NON-COND | 25501
AP16W-2 | AUTO-PURGDELUXE WELDED,16PTS,NH3 230V NON-COND | 25501
AP16WN | AUTO-PURGER DELX WELD 16PTS NON-COND,115V,NEMA4 | 28974
AP24W | AUTO-PURGDELUXE WELDED,24PTS,NH3 115/60 NON-COND | 28999
AP24W-2 | AUTO-PURGDELUXE WELDED,24PTS,NH3 230V NON-COND | 28999
AP24WN | AUTO-PURGER DELX WELD 24PTS NON-COND,115/60,NEMA4 | 32473
APCW | AUTO-PUR "W" FOR COMPUTERIZED PLNTS 115V/60HZ, NH3 | 18987
APCW-2 | AUTO-PUR "W" FOR COMPUTERIZED PLNTS, 230V 50/60HZ | 18987
APLK | PURGING LOG KIT, 115 V | 422
APM-1 | AUTO-PURGER M,4 PTS,NH3,115V 50/60HZ,NON-COND. | 12850
APM-1E | AUTO-PURGER M,4PTS.NH3,115V CE-CAT.II,MOD.H,EF 103 | 12850
APM-2 | AUTO-PURGER M,4 PTS,NH3,230V 50/60HZ,NON-COND. | 12850
APM-2E | AUTO-PURGER M,4 PTS.NH3,230V CE-CAT.II,MOD H,EF103 | 12850
APMC-2E | AUTO-PGER M,NH3,230V,CMP CNTRL,CE-CATII,MODH,EF103 | 12850
APMCF-1E | AUTO-PGR M,HALO,115V,CMP CTRL,CE-CATII,MODH,EF103 | 13583
APMCF-2E | AUTO-PGR M,HALO,230V,CMP CNTRL,CE CATII,MODH,EF103 | 13583
APMF-1 | AUTO-PURG M,4PT.HALO,115V 50/60HZ | 13583
APMF-1E | AUTO-PURGER M,4PTS.HALO,115V CE-CAT.II,MOD H,EF103 | 13583
APMF-2 | PURGER M,4PTS,FREON,230V 50/60HZ,FOR HALOCARBON | 13583
APMF-2E | AUTO-PURGER,4 PTS,HALO,230V CE-CAT.II,MOD.H,EF103 | 13583
APMN-1 | AUTO-PURGER M, 4PT, NH3,115V 50/60HZ, NEMA-4 | 13422
APMPLT | BEACON PILOT LIGHT APM PRGR(2-GRN,2-AMB) | 233
APPLT | BEACON PILOT LIGHT KIT,AP PRGR(4-GREEN, 2-AMBER) | 335
APPT08 | AP PLUS,8 PTS,NH3,115V,AIR/WATER,TOUCH SCREEN | 37138
APPT08-2 | AP PLUS,8 PTS,NH3,230V,AIR/WATER,TOUCH PANEL | 37138
APPT16 | AP PLUS,16PTS,NH3,115V,AIR/WATER,TOUCH SCREEN | 41022
APPT16-2 | AP PLUS,16PTS,NH3,230V,AIR/WATER,WITH TOUCH SCREEN | 41022
APPT24 | AP PLUS,24PTS,NH3,115V,AIR/WATER,TOUCH SCREEN | 45228
APPT24-2 | AP PLUS,24PTS,NH3,230V,AIR/WATER,TOUCH SCREEN | 45228
APPTC | AP PLUS FOR COMPTR,NH3,115V,AIR/WATER,TOUCHSCREEN | 34059
APPTC-2 | AP PLUS FOR COMPUTR,NH3,230V,AIR/WATER,TOUCHSCREEN | 34059
CABLE-100 | 100 FOOT LENGTH CABLE ASSEMBLY FOR VARI-LEVEL | 58
CABLE-150 | 150"(TOTAL LGTH CABLE ASSEM.) FOR ABOVE VARI-LVL | 116
CABLE-200 | 200 FOOT LENGTH CABLE ASSEMBLY FOR VARI-LEVEL | 172
CABLE-300 | 300 FOOT LENGTH CABLE ASSEMBLY FOR VARI-LEVEL | 220
CABLE-400 | 400 FOOT LENGTH CABLE ASSEMBLY FOR VARI-LEVEL | 381
CABLE-50 | 50 FOOT LENGTH CABLE ASSEMBLY FOR VARI-LEVEL | 58
CABLE-500 | 500 FOOT LENGTH CABLE ASSEMBLY FOR VARI-LEVEL | 488
CHFC95F | HANSEN FLOW CONT VLV FOR CO2 95 GPM, 2" SW FLANGE | 2173
CHOTV/41 | 1-1/2"(40MM)SW OIL VALVE RG.A,130F (54C) CO2 | 1718
CHOTV/42 | 1-1/2" (40MM) SW OIL VALVE RANGE B,120F (49C),CO2 | 1718
CHOTV/52 | 2"(50MM)SW OIL VALVE RANGE B,120F (49C),CO2 | 1889
CHOTV/53E | 2"(50MM)SW OIL RG D,140F(60C),CO2,CATII,MODH,EF111 | 1889
CHOTW/41 | 1-1/2"(40MM)SW OIL VALVE,RG.A,130F (54C) CO2 | 1718
CHOTW/42 | 1-1/2"(40MM)HOTW/42 SW OIL VLV,RG.B,CO2 | 1718
CHOTW/43 | 1-1/2"(40MM)SW OIL VALVE,RG.D,140f(60c) CO2 | 1718
CHOTW/45 | 1-1/2" (40MM) SW OIL VALVE RG F, 150F (66C) CO2 | 1718
CHOTW/52 | 2"(50mm)SW OIL VALVE,RG.B, 120F(49c)CO2 | 1889
CLC-04 | LVL.COLUMN (3"DIA.)FOR 40"PRB.C02,600# | 1140
CLP-04 | PROBE LGTH.40"INSERT.LGTH,45"CO2,600# | 1305
CVLT-03 | TECHNI-LEVEL PRB,4-20MA,CO2,30"ACT LGTH,35"INSERT | 2011
CVLT-04 | TECH-LEVEL PROBE,4-20MA, 40" ACT,45" INSERT, CO2 | 2136
CVLT-06 | TECH-LVL PROBE,4-20MA,60"ACT,65"INSERT,CO2 | 2301
CVLT-08 | TECH-LEVEL PROBE,4-20MA 80" ACT,85" INSERT,CO2 | 2522
CVLT-12 | TECHNI-LVL PRB,4-20MA,120"ACT,125 INSERT. CO2 | 3112
CVLTDR-06 | TECH-LVL PRB,4-20MA,W/READOUT,60"ACT,65"INS,CO2 | 2849
DPS | DIFFERENTIAL PRESSURE-STAT SYSTEM FOR AUTO-PURGER | 1174
FM-01 | FROST MASTR DEFRST CONTRL, 115V,REMOTE INITIATE | 1190
FM-01L | FROST MST DEFROST CONT 115V,REMOTE INITATE,LESS EN | 1190
FM-02 | FROST MASTR DEFRST CONTRL, 230V,REMOTE INITIATE | 1190
FM-02L | FROST MSTR DEFROST CONT 230V,RMT INITATE,LESS ENCL | 1190
FM-11-B | FROST MASTER, 115V 50/60HZ, 24HR CLOCK | 1190
FM-11L-B | FROST MASTER, 115V 50/60HZ, 24HR CLOCK NO ENCL | 1190
FM-12-B | FROST MASTER, 230V 50/60 HZ, 24HR CLOCK | 1190
FM-12L-B | FROST MASTER, 230V 50/60 HZ, 24 HR CLOCK, NO ENCL | 1190
FM-71-B | FROST MASTER,115V 50/60HZ, 7DAY CLOCK | 1190
FM-71L-B | FROST MASTER, 115V 50/60HZ, 7DAY CLK, NO ENCLOSURE | 1190
FM-72-B | FROST MASTER,230V 50/60 HZ, 7 DAY CLOCK | 1190
FMP-01 | FROST MASTR"+" DEFROST CONTRL,115V,FOR REMOTE INIT | 1500
FMP-01L | FROST MSTR & DEFRST CTRL,115V REMOTE,LESS ENCLS | 1500
FMP-11-B | FROST MASTER PLUS, 115V 50/60 HZ, 24 HR CLOCK | 1500
FMP-11L-B | FROST MASTER PLUS, 115V 50/60 HZ, 24 HR CLOCK | 1500
FMP-12-B | FROST MASTER PLUS, 230V 50/60 HZ, 24 HR CLOCK | 1500
FMP-71-B | FROST MASTER "PLUS", 115V 50/60 HZ, 7 DAY CLOCK | 1500
FMP-71L-B | FROST MASTER PLUS, 115V 50/60 HZ, 7 DAY CLOCK | 1500
GAS-100 | GAS SENSOR READOUT AND ALARM, 100 PPM, 24V AC/DC | 2222
GAS-10K | GAS SENSOR READOUT AND ALARM, 10000 PPM, 24V AC/DC | 2222
GAS-1K | GAS SENSOR READOUT AND ALARM 1,000 PPM | 2222
GAS-250 | GAS SENSOR READOUT AND ALARM, 250 PPM, 24V AC/DC | 2222
GAS-3K | GAS SENSOR READOUT AND ALARM, 3000 PPM, 24V AC/DC | 2222
HD101F | DEFROST LIQUID DRAINER FREON | 2698
HD101N | DEFROST LIQUID DRAINER AMMONIA | 2698
HD101N-ACT | DEFROST LIQUID DRAINER AMMONIA,ACT | 3777
HD101NE | DEFROST LIQUID DRAINER,NH3 CE-CAT.II,MOD.H,EF 103 | 2698
HEP1 | PORTABLE GAS DETECTION UNIT | 3545
HFC14F | FLOW CONTROLLER,R22,14 GPM,3/4"SW FLG | 905
HFC14N | FLOW CONTROLLER,NH3,14 GPM,3/4" SW FLANGE | 905
HFC175F | FLOW CONTROLLER,R22,175GPM,2-1/2"SW FLG | 2166
HFC185N | FLOW CONTROLLER,NH3,185 GPM,2-1/2"SW FLG | 2166
HFC32F | FLOW CONTROLLER, R22, 32 GPM, 1-1/4"SW FLG. | 905
HFC32N | FLOW CONTROLLER,NH3,32 GPM,1-1/4"SW FLG | 905
HFC40N | FLOW CONTROLLER,NH3,40 GPM,1-1/4"SW FLGS | 1135
HFC60F | FLOW CONTROLLER,R22,60GPM,1-1/2"SW FLG | 1135
HFC60N | FLOW CONTROLLER,NH3,60 GPM,1-1/2"SW FLG | 1135
HFC95F | FLOW CONTROLLER,R22,95 GPM,2"SW FLG | 2044
HFC98N | FLOW CONTROLLER,NH3,98 GPM,2"SW FLG | 2044
HGD-C-2 | 2 CHANNEL CONTROLLER | 1189
HGD-C-8 | 8 CHANNEL CONTROLLER | 2509
HGD-EC-NH3-100 | NH3, 0-100PPM, LO TEMP, IP66, EC | 1380
HGD-EC-NH3-1000 | NH3, 0-1000PPM, LOW TEMP, IP66, EC | 1380
HGD-EC-NH3-5000 | NH3, 0-5000PPM, IP66, EC | 1380
HGD-IR-CO2-10000 | CO2, 0-10000PPM, IP66, IR | 1421
HGD-SC-R22-1000 | R22, 0-1000PPM, IP66, SC | 1232
HGD-SC-R404A-1000 | R404A, SEMI CONDUCTOR, 0-1000PPM | 1232
HGD-SC-R407A-1000 | R407A, SEMI CONDUCTOR, 0-1000PPM | 1232
HGD-SC-R410A-1000 | R410A, SEMI CONDUCTOR, 0-1000PPM | 1232
HGD-SC-R507A-1000 | R507A, SEMI CONDUCTOR, 0-1000PPM | 1232
HOTV/22 | 1"(25MM)SW OIL VLV RG B, 120F(49C) | 869
HOTV/23 | 1"(25MM)SW OIL VLV RG D, 140F(60C) | 869
HOTV/26 | 1"(25MM)SW OIL VLV RG G, 170F(77C) | 869
HOTV/27 | 1"(25MM)SW OIL VLV RG H, 110F(43C) | 869
HOTV/41 | 1-1/2"(40MM)SW OIL VLV RG A, 130F(54C) | 1649
HOTV/41E | 1-1/2"(40MM)SW OIL RG A,130F(54C),CATII,MODH,EF111 | 1649
HOTV/42 | 1-1/2"(40MM)SW OIL VLV RG B, 120F(49C) | 1649
HOTV/42E | 1-1/2"(40MM)SW OIL RG B,120F(49C),CATII,MODH,EF111 | 1649
HOTV/43 | 1-1/2"(40MM)SW OIL VLV RG D, 140F(60C) | 1649
HOTV/43E | 1-1/2"(40MM)SW OIL RG D,140F(60C),CATII,MODH,EF111 | 1649
HOTV/45 | 1-1/2"(40MM)SW OIL VLV RG F, 150F(66C) | 1649
HOTV/45E | 1-1/2"(40MM)SW OIL RG F,150F(66C),CATII,MODH,EF111 | 1649
HOTV/47 | 1-1/2"(40MM)SW OIL VLV RG H, 110F(43C) | 1649
HOTV/47E | 1-1/2"(40MM)SW OIL RG H,110F(43C),CATII,MODH,EF111 | 1649
HOTV/51 | 2"(50MM)SW OIL VLV RG A, 130F(54C) | 1826
HOTV/51E | 2"(50MM)SW OIL RG A,130F(54C)CE-CATII,MODH,EF111 | 1826
HOTV/52 | 2"(50MM)SW OIL VLV RG B, 120F(49C) | 1826
HOTV/52E | 2"(50MM)SW OIL RG B,120F(49C)CE-CATII,MODH,EF111 | 1826
HOTV/53 | 2"(50MM)SW OIL VLV RG D, 140F(60C) | 1826
HOTV/53E | 2"(50MM)SW OIL RG D,140F(60C)CE-CATII,MODH,EF111 | 1826
HOTV/55 | 2"(50MM)SW OIL VLV RG F, 150F(66C) | 1826
HOTV/55E | 2"(50MM)SW OIL RG F,150F(66C)CE-CATII,MODH,EF111 | 1826
HOTV/57 | 2"(50MM)SW OIL VLV RG H, 110F(43C) | 1826
HOTV/57E | 2"(50MM)SW OIL RG H,110F(43C),CATII,MODH,EF111 | 1826
HOTV/61 | 2-1/2"(65MM)SW OIL VLV RG A, 130F(54C) | 3179
HOTV/61E | 2-1/2" SW OIL,RG A,130F(54C),CATII,MODH,EF111 | 3179
HOTV/62 | 2-1/2"(65MM)SW OIL VLV RG B, 120F(49C) | 3179
HOTV/62E | 2-1/2" SW OIL RG B,120F(49C),CATII,MODH,EF111 | 3179
HOTV/63 | 2-1/2"(65MM)SW OIL VLV RG D, 140F(60C) | 3179
HOTV/63E | 2-1/2" SW OIL RG D,140F(60C),CATII,MODH,EF111 | 3179
HOTV/71 | 3"(80MM)BW OIL VLV RG A, 130F(54C) | 4142
HOTV/71E | 3" BW OIL RG A,130F(54C)CE-CATII,MODH,EF111 | 4142
HOTV/72 | 3"(80MM)BW OIL VLV RG B, 120F(49C) | 4142
HOTV/72E | 3" BW OIL RG B,120F(49C)CE-CATII,MODH,EF111 | 4142
HOTV/73 | 3"(80MM)BW OIL VLV RG D, 140F(60C) | 4142
HOTV/73E | 3" BW OIL RG D,140F(60C)CE-CATII,MODH,EF111 | 4142
HOTVB/51 | 2"(50MM)BW OIL VLV RG A, 130F(54C) | 1826
HOTVB/51E | 2"(50MM)BW OIL RG A,130F(54C)CE-CATII,MODH,EF111 | 1826
HOTVB/52 | 2"(50MM)BW OIL VLV RG B, 120F(49C) | 1826
HOTVB/52E | 2"(50MM)BW OIL RG B,120F(49C)CE-CATII,MODH,EF111 | 1826
HOTVB/53 | 2"(50MM)BW OIL VLV RG D, 140F(60C) | 1826
HOTVB/55 | 2"(50MM)BW OIL VLV RG F, 150F(66C) | 1826
HOTVB/57 | 2" (50MM) BW OIL VLV RG H, 110F (43C) | 1826
HOTVB/61 | 2-1/2"(65MM)BW OIL VLV RG A, 130F(54C) | 3179
HOTVB/61E | 2-1/2"(65MM)BW OIL VLV RG.A 130F CATII,MODH,EF111 | 3179
HOTVB/62 | 2-1/2"(65MM)BW OIL VLV RG B, 120F(49C) | 3179
HOTVB/62E | 2-1/2" BW OIL RGB,120F(49C)CATII,MODH,EF111 | 3179
HOTVB/63 | 2-1/2"(65MM)BW OIL VALVE RG D 140F(60C) | 3179
HOTW/41 | 1-1/2"(40MM)SW OIL VLV RG A, 130F(54C) | 1649
HOTW/42 | 1-1/2"(40MM)SW OIL VLV RG B, 120F(49C) | 1649
HOTW/43 | 1-1/2"(40MM)SW OIL VLV RG D, 140F(60C) | 1649
HOTW/45 | 1-1/2"(40MM)SW OIL VLV RG F, 150F(66C) | 1649
HOTW/47 | 1-1/2"(40MM)SW OIL VLV RG H, 110F(43C) | 1649
HOTW/51 | 2"(50MM)SW OIL VLV RG A, 130F(54C) | 1826
HOTW/52 | 2"(50MM)SW OIL VLV RG B, 120F(49C) | 1826
HOTW/53 | 2"(50MM)SW OIL VLV RG D, 140F(60C) | 1826
HOTW/55 | 2"(50MM)SW OIL VLV RG F, 150F(66C) | 1826
HOTW/57 | 2"(50MM)SW OIL VLV RG H, 110F(43C) | 1826
HPT134 | PRESSURE TEMPERATURE SENSOR FOR R-134a | 1318
HPT22 | PRESSURE TEMPERATURE SENSOR FOR R-22 | 1318
HPT290 | PRESSURE TEMPERATURE SENSOR FOR R-290 | 1318
HPT404 | PRESSURE TEMPERATURE SENSOR FOR R-404A | 1318
HPT507 | PRESSURE TEMPERATURE SENSOR FOR R-507A | 1318
HPT717 | PRESSURE TEMPERATURE SENSOR FOR AMMONIA | 1247
HPT717-ACT | PRESSURE TEMPERATURE SENSOR,NH3,ACT | 1746
HPTL22 | PRESSURE TEMP SENSOR FOR R22, LOW TEMP | 1318
HPTL507 | PRESSURE TEMP SENSOR FOR R-507A, LOW TEMP | 1318
HPTL717 | PRESSURE TEMP SENSOR FOR AMMONIA, LOW TEMP | 1247
HPTL717-ACT | PRESSURE TEMP SENSOR,NH3,ACT,LOW TEMP | 1746
HT100HF | FLOAT DRN REG.HALO 3/4"FPT/1"WELD INLET/OUTLET | 2420
HT100LF | FLOAT DRAIN REG. HALO 3/4"/1" WELD INLET/OUTLET | 2420
HT100LN | HANSEN FLOAT DRAIN REG.NH3 3/4"/1"WLD INLET/OUTLET | 2420
HT100MF | HANSEN FLT DRAIN REG.HALO 3/4"FPT/1"WELD,IN&OUTLET | 2420
HT100MFE | FLT DRAIN REG,HALO,3/4"/1" CE-CAT.II,MOD.H,EF103 | 2420
HT100MN | HANSEN FLOAT DRAIN REG.NH3 3/4"/1"WLD INLET/OUTLET | 2420
HT100MN-ACT | HANSEN FLOAT DRN REG,NH3,ACT,3/4"/1"WLD INLT/OUTLT | 3389
HT100MNE | FLOAT DRAIN REG.NH3,3/4"/1" CE-CAT.II,MOD.H,EF 103 | 2420
HT200HF | FLOAT DRAIN REG.1-1/2"WLD INLET/OUTLET CONN.HALO | 3008
HT200HFE | FLT DRAIN REG.1-1/2"WLD, CAT.III,MOD.H,EF 103 | 3008
HT200HN | HANSEN FLT DRAIN REG.NH3 1-1/2"WELD IN/OUTLET CONN | 3008
HT200LN | HANSEN FLT DRAIN REG.NH3 1-1/2"WELD IN/OUTLET CONN | 3008
HT200LN-ACT | HANSEN FLT DRAIN REG.NH3,ACT,1-1/2"WELD IN/OUT CON | 4212
HT200LNE | REG,FLOAT DN#2 LG NH3 (P) | 3008
HT200MF | FLOAT DRAIN REG.1-1/2"WLD INLET/OUTLET CONN.HALO | 3008
HT200MFE | FLOAT DRAIN REG.HALO,1-1/2" CE-CAT.III,MOD.H,EF103 | 3008
HT200MN | HANSEN FLT DRAIN REG.NH3 1-1/2"WELD IN/OUTLET CONN | 3008
HT200MN-ACT | HANSEN FLT DRAIN REG,NH3,ACT1-1/2"WELD IN/OUT CONN | 4212
HT200MNE | FLOAT DRAIN REG.NH3,1-1/2" CE-CAT.III,MOD.H,EF 103 | 3008
HT300HF | HANSEN FLOAT DRAIN REG.HALO 2" WELD INLET/OUTLET C | 4101
HT300HN | FLOAT DRAIN REG. NH3 2" WELD INLET/OUTLET CONNS | 4101
HT300LF | HANSEN FLOAT DRAIN REG.HALO 2"WELD INLET/OUTLET CO | 4101
HT300LN | FLOAT DRAIN REG. NH3 2" WELD INLET/OUTLET CONNS | 4101
HT300MF | HANSEN FLOAT DRAIN REG. HALO 2"WELD INLET/OUTLET C | 4101
HT300MFE | HANSEN FLOAT DRAIN REG.HALO CE-CAT.III,MOD.H,EF103 | 4101
HT300MN | FLOAT DRAIN REG. NH3 2" WELD INLET/OUTLET CONNS | 4101
HT300MN-ACT | FLOAT DRAIN REG,NH3,ACT,2" WELD INLET/OUTLET CONNS | 5742
HT300MNE | FLOAT DRAIN REG,NH3,2"WLD CE-CAT.III,MOD.H.EF103 | 4101
HUPS | POWER BACKUP SYSTEM,UPS&PS(UP TO 3 VALVES) | 1279
IMW | IMMERSION WELL,STAINLESS STEEL,3" INS,1/2" MPT | 37
INS | INSULATION FOR ABOVE AP01 AUTO-PURGER | 1296
LB1-115 | VARI-LEVEL CONTROL, 115 VOLT 1-RELAY | 1480
LB1-220 | VARI-LEVEL CONTROL 230 VOLT 1-RELAY | 1480
LB2-115 | VARI-LEVEL CONTROL 115 VOLT 2-RELAY | 1631
LB2-220 | VARI-LEVEL CONTROL 230 VOLT 2-RELAY | 1631
LB3-115 | VARI-LEVEL CONTROL 115 VOLT 3-RELAY | 1774
LB3-115-L | VARI-LEVEL CONTROL 115V 3-RELAY,LESS ENCLS | 1704
LB3-220 | VARI-LEVEL CONTROL 230 VOLT 3-RELAY | 1774
LB3-220-L | VARI-LEVEL CONTROL 220V 3-RELAY, LESS ENCLS | 1704
LB5-115 | VARI-LEVEL CONTROL 115 VOLT 5-RELAY | 2246
LB5-115-L | VARI-LEVEL CONTROL 115V 5-RELAY, LESS ENCLS | 2176
LB5-220 | VARI-LEVEL CONTROL 230 VOLT 5-RELAY | 2246
LB5-220-L | VARI-LEVEL CONTROL 220V 5-RELAY, LESS ENCLS | 2176
LC-02 | LEVEL COLUMN(3"DIA)20"PRB 1" FPT/1-1/4" WELD CONN. | 776
LC-02X | LEVEL COLUMN(3"DIA) 1" FPT/1-1/4" WELD CONNECTION | 1064
LC-03 | LVL COLMN(3" DIA) 30" PRB 1" FPT/1-1/4" WELD CONN | 802
LC-03X | LEVEL COLUMN(3" DIA) 1" FPT/1-1/4" WELD CONNECTION | 1111
LC-04 | LVL COLMN(3" DIA)40" PRB 1" FPT/1-1/4" WELD CONN | 848
LC-04X | LEVEL COLUMN(3"DIA) 1" FPT/1-1/4" WELD CONNECTION | 1393
LC-06 | LVL COLMN(3"DIA),60"PRB 1"FPT/1-1/4"WELD CONNECTN | 1130
LC-06X | LEVEL COLUMN(3"DIA) 1" FPT/1-1/4" WELD CONNECTION | 1520
LC-08 | LVL COLMN(3"DIA)80"PRB 1"FPT/1-1/4" WELD CONN | 1257
LC-08X | LEVEL COLUMN(3"DIA) 1" FPT/1-1/4" WELD CONNECTION | 1673
LC-10 | LVL COLMN(3"DIA)100"PRB 1"FPT/1-1/4"WELD CONNECTN | 1410
LC-10X | LEVEL COLUMN(3" DIA) 1" FPT/1-1/4" WELD CONNECTION | 1917
LC-12 | LVL COLMN(3"DIA)120"PRB 1"FPT/1-1/4"WELD CONNECTN | 1654
LC-12X | LVL COLUMN(3" DIA) 1" FPT/1-1/4" WELD CONNECTION | 2897
LP-02F | PROBE:ACTIVE LENGTH 20" INSERTION LENGTH: 25" | 795
LP-02FX | PROBE, ACTIVE LGTH: INSERT.LGTH: HALO | 1140
LP-02N | PROBE:ACT LENGTH 20" INSERT LENGTH:25",NH3 | 795
LP-02NX | PROBE, ACTIVE LGTH: INSERT.LGTH: NH3 | 1140
LP-03F | PROBE:ACTIVE LENGTH 30" INSERTION LENGTH:35"HALO | 877
LP-03FX | PROBE, ACTIVE LGTH: INSERT LGTH: HALO | 1282
LP-03N | PROBE: ACTIVE LENGTH 30" INSERTION LENGTH:35",NH3 | 877
LP-03NX | PROBE, ACTIVE LGTH: INSERT.LGTH: NH3 | 1282
LP-04F | PROBE:ACTIVE LENGTH 40" INSERTION LENGTH:45",HALO | 1019
LP-04FX | PROBE, ACTIVE LGTH: INSERT.LGTH: HALO | 1394
LP-04N | PROBE:ACT LENGTH 40" INSERT LENGTH:45",NH3 | 1019
LP-04NX | PROBE, ACTIVE LGTH: INSERT.LGTH: NH3 | 1394
LP-06F | PROBE:ACTIVE LENGTH 60" INSERTION LENGTH:65",HALO | 1131
LP-06FX | PROBE, ACTIVE LGTH: INSERT.LGTH: HALO | 1610
LP-06N | PROBE: ACTIVE LENGTH 60" INSERTION LENGTH: 65",NH3 | 1131
LP-06NX | PROBE, ACTIVE LGTH: INSERT.LGTH: NH3 | 1610
LP-08F | PROBE:ACTIVE LENGTH 80" INSERTION LENGTH:85",HALO | 1347
LP-08FX | PROBE, ACTIVE LGTH: INSERT.LGTH: HALO | 1787
LP-08N | PROBE:ACT LENGTH 80" INSERT LENGTH:85",NH3 | 1347
LP-08NX | PROBE, ACTIVE LGTH: INSERT.LGTH: NH3 | 1787
LP-10F | PROBE:ACT LGTH 100" INSERTION LENGTH: 105" | 1524
LP-10FX | PROBE, ACTIVE LGTH: INSERT.LGTH: HALO | 2014
LP-10N | PROBE:ACT LGTH 100" INSERT LGTH:105"NH3 | 1524
LP-10NX | PROBE, ACTIVE LGTH: INSERT.LGTH: NH3 | 2014
LP-12F | PROBE: ACTIVE LENGTH 120" INSERT LENGTH:25",HALO | 1751
LP-12FX | PROBE, ACTIVE LGTH: INSERT.LGTH: HALO | 3054
LP-12N | PROBE:ACT LGTH 120" INSERT LGTH:125"NH3 | 1751
LP-12NX | PROBE, ACTIVE LGTH: INSERT.LGTH: NH3 | 3054
LP-14F | PROBE:ACT LENGTH 144" INSERT LENGTH:149" | 2791
LP-14FX | PROBE, ACTIVE LGTH: INSERT.LGTH: HALO | 3703
LP-14N | PROBE:ACT LENGTH 144" INSERT LENGTH: 149", NH3 | 2791
LP-14NX | PROBE, ACTIVE LGTH: INSERT LGTH: NH3 | 3703
LP-16F | PROBE:ACTIVE LENGTH 168" INSERT LENGTH:173"HALO | 3440
LP-16FX | PROBE, ACTIVE LGTH: INSERT. LGTH: HALO | 4328
LP-16N | PROBE:ACTIVE LENGTH 168" INSERTION LENGTH:173",NH3 | 3440
LP-16NX | PROBE, ACTIVE LGTH: INSERT.LGTH. NH3 | 4328
MCR100 | 4"(100MM)MOTORIZED CONTROL VLV,RED,CV=47 | 7235
MCR100/E | 4"(100MM)MOTRD CNTL VLV,RED,CV=47,CATII,MODH,EF101 | 7235
MCR20 | 3/4"(20MM)MOTORIZED CONTROL VLV,REDUCED | 3366
MCR25 | 1"(25MM)MOTORIZED CONTROL VLV,REDUCED | 3494
MCR32 | 1-1/4"(32MM)MOTORIZED CONTROL VLV,REDUCED | 3664
MCR32/E | 1-1/4"(32MM)MOTRZD CNTRL VLV,REDUC,CATI,MODA,EF100 | 3664
MCR40 | 1-1/2"(40MM)MOTORIZED CONTROL VLV,REDUCED | 3941
MCR40/E | 1-1/2"(40MM)MOTORZD CNTRL VLV,RED,CATII,MODH,EF101 | 3941
MCR50 | 2"(50MM)MOTORIZED CONTROL VLV,REDUCED | 4114
MCR50/E | 2"(50MM)MOTORIZD CNTRL VLV,REDUCD,CATII,MODH,EF101 | 4114
MCR80 | 3"(80MM)MOTORIZED CONTROL VLV,RED,CV=35 | 5604
MCR80/E | 3"(80MM)MOTRZD CNTL VLV,RED,CV=35,CATII,MODH,EF101 | 5604
MCRB40 | 1-1/2"(40MM)MOTORIZED CONTROL VLV,50%REDUCED | 3941
MCRB40/E | 1-1/2"(40MM)MTRD CNTL,RED,50%VPRT,CATII,MODH,EF101 | 3941
MCRBW40/41 | 1-1/2"(40MM)MOTORZD CNTRL VLV,50%RED,1-1/2"SW CONN | 4395
MCRBW40/41E | 1-1/2"(40MM)MOTRD CNTL VLV,50%,SW,CATII,MODH,EF101 | 4395
MCRBW40/42 | 1-1/2"(40MM)MOTORZD CNTRL VLV,50%RED,1-1/2"BW CONN | 4395
MCRBW40/42E | 1-1/2"(40MM)MOTRD CNTL VLV,50%,BW,CATII,MODH,EF101 | 4395
MCRBZ40 | 1-1/2"(40MM)MOTORZD CONTRL VLV,REDUCD,50%VPORT,PLT | 4069
MCRW100/82 | 4"(100MM)MOTORIZED CONTROL VLV,RED,CV=47,4"BW CONN | 8277
MCRW100/82E | 4"(100MM)MTRZD VLV,RED,CV=47,4"BW,CATII,MODH,EF101 | 8277
MCRW20/01 | 3/4"(20MM)MOTORZD CNTRL VLV,RED,3/4"SW CONN | 3673
MCRW20/02 | 3/4"(20MM)MOTORZD CNTRL VLV,RED,3/4"BW CONN | 3673
MCRW25/21 | 1"(25MM)MOTORZD CNTRL VLV,RED,1"SW CONN | 3842
MCRW25/22 | 1"(25MM)MOTORZD CNTRL VLV,RED,1"BW CONN | 3842
MCRW25/31 | 1" (25MM)MOTORZD CNTRL VLV,RED, 1 1/4" SW CONN. | 3842
MCRW32/31 | 1-1/4"(32MM)MOTORD CNTRL VLV,RED,1-1/4"SW CONN | 4044
MCRW32/31E | 1-1/4"(32MM)MTZD CNTL VLV,RED,SW,CATII,MODH,EF100 | 4044
MCRW32/32 | 1-1/4"(32MM)MOTORD CNTRL VLV,RED,1-1/4"BW CONN | 4044
MCRW32/32E | 1-1/4"(32MM)MTZD CNTL VLV,RED,BW,CATII,MODH,EF100 | 4044
MCRW40/41 | 1-1/2"(40MM)MOTORZD CNTRL VLV,RED,1-1/2"SW CONN | 4395
MCRW40/41E | 1-1/2"(40MM)MOTRD CNTL VLV,RED,SW,CATII,MODH,EF101 | 4395
MCRW40/42 | 1-1/2"(40MM)MOTORZD CNTRL VLV,RED,1-1/2"BW CONN | 4395
MCRW40/42E | 1-1/2"(40MM)MOTRD CNTL VLV,RED,BW,CATII,MODH,EF101 | 4395
MCRW40/51 | 1-1/2"(40MM)MOTRZD CNTRL VLV,RED,2"SW CONN | 4395
MCRW40/52 | 1-1/2"(40MM)MOTRZD CNTRL VLV,RED,2"BW CONN | 4395
MCRW40/52E | 1-1/2"(40MM)MTZD CTL VLV,RED,2"BW,CATII,MODH,EF101 | 4395
MCRW50/51 | 2"(50MM)MOTORZD CNTRL VLV,RED,2"SW CONN | 4608
MCRW50/51E | 2"(50MM)MOTRZD CNTRL VLV,RED,2"SW,CATII,MODH,EF101 | 4608
MCRW50/52 | 2"(50MM)MOTORZD CNTRL VLV,RED,2"BW CONN | 4608
MCRW50/52E | 2"(50MM)MOTRZD CNTRL VLV,RED,2"BW,CATII,MODH,EF101 | 4608
MCRW80/72 | 3"(80MM)MOTORIZED CONTROL VLV,RED,CV=35,3"BW CONN | 6462
MCRW80/72E | 3"(80MM)MTZD CNTL VLV,RED,CV=35,CATII,MODH,EF101 | 6462
MCRWZ40/51 | 1-1/2"(40MM)MOTRZD CNTRL VLV,RED,PLT,2"SW CONN | 4556
MCRWZ50/51 | 2"(40MM)MOTORD CNTRL VLV,RED,PLT,2" SW CONN | 4769
MCRZ40 | 1-1/2"(40MM)MOTORIZED CONTROL VLV,RED,PLT | 4069
MCRZ50 | 2"(50MM)MOTORIZED CONTROL VLV,REDUCED,PLT | 4242
MCT | MV MANUAL OPENING TOOL | 362
MCV100 | 4"(100MM)MOTORIZED CONTROL VLV,CV=166 | 7235
MCV100/E | 4"(100MM)MOTORZD CNTRL VLV,CV=166,CATII,MODH,EF101 | 7235
MCV20 | 3/4"(20MM)MOTORIZED CONTROL VLV | 3366
MCV25 | 1"(25MM)MOTORIZED CONTROL VLV | 3494
MCV32 | 1-1/4"(32MM)MOTORIZED CONTROL VLV | 3664
MCV32/E | 1-1/4"(32MM)MOTORIZED CONTROL VLV,CATI,MODA,EF100 | 3664
MCV40 | 1-1/2"(40MM)MOTORIZED CONTROL VLV | 3941
MCV40/E | 1-1/2"(40MM)MOTORIZED CONTROL VLV,CATII,MODH,EF101 | 3941
MCV50 | 2"(50MM)MOTORIZED CONTROL VLV | 4114
MCV50/E | 2"(50MM)MOTORIZED CONTROL VLV,CATII,MODH,EF101 | 4114
MCV80 | 3"(80MM)MOTORIZED CONTROL VLV,CV=104 | 5604
MCV80/E | 3"(80MM)MOTORIZD CNTRL VLV,CV=104,CATII,MODH,EF101 | 5604
MCVW100/82 | 4"(100MM)MOTORIZD CONTROL VLV,RED,CV=166,4"BW CONN | 8277
MCVW100/82E | 4"(100MM)MZD VLV,RED,CV=166,4"BW,CATII,MODH,EF101 | 8277
MCVW20/01 | 3/4"(20MM)MOTORZD CNTRL VLV,3/4"SW CONN | 3673
MCVW20/02 | 3/4"(20MM)MOTORZD CNTRL VLV,3/4"BW CONN | 3673
MCVW25/21 | 1"(25MM) MOTORIZED CNTRL VLV, 1" SW CONN | 3842
MCVW25/22 | 1"(25MM)MOTORZD CNTRL VLV,1"BW CONN | 3842
MCVW32/31 | 1-1/4"(32MM)MOTORD CNTRL VLV,1-1/4"SW CONN | 4044
MCVW32/31E | 1-1/4"(32MM)MTR CNTL VLV,1-1/4"SW,CATII,MODH,EF100 | 4044
MCVW32/32 | 1-1/4"(32MM)MOTORD CNTRL VLV,1-1/4"BW CONN | 4044
MCVW32/32E | 1-1/4"(32MM)MTR CNTL VLV,1-1/4"BW,CATII,MODH,EF100 | 4044
MCVW40/41 | 1-1/2"(40MM)MOTORZD CNTRL VLV,1-1/2"SW CONN | 4395
MCVW40/41E | 1-1/2"(40MM)MOTRD CNTL,1-1/2"SW,CATII,MODH,EF101 | 4395
MCVW40/42 | 1-1/2"(40MM)MOTORZD CNTRL VLV,1-1/2"BW CONN | 4395
MCVW40/42E | 1-1/2"(40MM)MOTRD CNTL,1-1/2"BW,CATII,MODH,EF101 | 4395
MCVW50/51 | 2"(50MM)MOTORZD CNTRL VLV,2"SW CONN | 4608
MCVW50/51E | 2"(50MM)MOTORZD CNTRL VLV,2"SW,CATII,MODH,EF101 | 4608
MCVW50/52 | 2"(50MM)MOTORZD CNTRL VLV,2"BW CONN | 4608
MCVW50/52E | 2"(50MM)MOTORZD CNTRL VLV,2"BW,CATII,MODH,EF101 | 4608
MCVW80/72 | 3"(80MM)MOTORIZED CONTROL VLV,CV=104,3"BW CONN | 6462
MCVWZ50/51 | 2"(40MM)MOTORD CNTRL VLV,PLT,2" SW CONN | 4769
MCVZ40 | 1-1/2"(40MM)MOTORIZED CONTROL VLV,PLT | 4069
MCVZ50 | 2"(50MM)MOTORIZED CONTROL VLV,PLT | 4242
MCXV/A | MOTORIZED EXP.VLV,24VAC/DC,4-20MA,5MM NOM PORT | 3385
MCXV/B | MOTORIZED EXP.VLV,24VAC/DC,4-20MA,7MM NOM PORT | 3385
MCXV/C | MOTORIZED EXP.VLV,24VAC/DC,4-20MA,2MM NOM PORT | 3385
MOD420 | 4-20 MA OUTPUT MODULE, WITH CABLE, | 573
MOVT | MANUAL OPER VALVE TOOL HMMV,HMMR,& HMV,3/4"-4" | 323
NEAP | MINI AUTO-PURGER FOR AMMONIA, NON-ELECTRICAL | 8240
NEAPE | NON ELECTRICAL AUTO PURGER CE-CAT.II,MOD.H,EF 103 | 8240
NEAPF134 | NON ELEC AUTO-PURGER R134A | 8757
NEAPF134E | NON ELEC AUTOPURGER R134a,CE-CATII,MODH,EF103 | 8757
NEAPF404 | NONELECTRIC AUTOPURGER R404A | 8757
NEAPF404E | NON-ELEC AUTO PURGER R404A,CE-CATII,MODH,EF103 | 8757
NEAPF507 | NONELECTRIC AUTOPURGER R507A | 8757
NEAPF507E | NON-ELEC AUTO PURGER, R507A,CE-CATII,MODH,EF103 | 8757
PG1-1 | PUMP GUARDIAN CONTRLR 115V 50/60HZ,W/ENCLOSURE | 1136
PG1-2 | PUMP GUARDN CONTRLR 230V 50/60HZ,W/ENCLOSURE | 1136
PSU | POWER SUPPLY 4-20MA 110-240V 50/60: 24VDC OUTPUT | 426
PSU2 | POWER SUPPLY,100-240VAC,50/60HZ,24VDC OUTPUT | 245
PT1 | PRESS/TEMP TRANS,30"-285 PSIG,4-20mA,1/4" MPT | 1184
PT2 | PRESS TRANS, VAC-85 PSIG, 4-20mA, PXVC-PT | 443
PT3 | PRESS TRANS,VAC-285 PSIG,4-20mA,PXVC-PT | 791
PXV15 | PULSE WIDTH EXP VLV, 15 TON, LESS FLANGES | 584
PXV15-ACT | PULSE WIDTH EXP VLV, 15 TON, LESS FLANGES, ACT | 584
PXV5 | PULSE WIDTH EXP VALVE, 5 TON, LESS FLANGES | 584
PXVC-CI | PXVC, PROPORTIONATE CONTROL, 24 VAC/DC, 3 VA | 361
PXVC-DX | PXVC, DX CONTROL, 24 VAC/DC, 3 VA | 361
PXVC-L | PXVC, LEVEL CONTROL, 24VAC/DC, 3 VA | 361
PXVC-P | PXVC, PRESSURE CONTROL, 24VAC/DC, 3VA | 361
PXVC-PT | CONTROLLER,NH3,SUPERHEAT/SUBCOOL,24VAC/DC | 457
PXVC-T | PXVC, TEMPERATURE CONTROL,W/SENSOR 24VAC/DC, 3 VA | 394
PXVW60/1001 | PXVW60 3/4" SW PULSE WIDTH EXPANSION VALVE | 719
PXVW60/1002 | PXVW60 3/4" BW PULSE WIDTH EXPANSION VALVE | 719
PXVW60/1003 | PXVW60 7/8" ODS PULSE WIDTH EXPANSION VALVE | 719
PXVW60/1011 | PXVW60 1/2" SW PULSE WIDTH EXPANSION VALVE | 719
PXVW60/1012 | PXVW60 1/2" BW PULSE WIDTH EXPANSION VALVE | 719
PXVW60/1012-ACT | PXVW60 1/2" BW PULSE WIDTH EXPANSN VLV,ACT | 719
PXVW60/1013 | PXVW60 5/8" ODS PULSE WIDTH EXPANSION VALVE | 719
PXVW60/1022 | PXVW60 1" BW PULSE WIDTH EXPANSION VALVE | 719
PXVW60/1023 | PXVW60 1-1/8" ODS PULSE WIDTH EXPANSION VALVE | 719
RDR | REMOTE DIG READOUT FOR VLT 4-20MA INPUT 0-100%DISP | 753
SHA06 | TRANDR LVL PRB,DIGI 4-20MA,6"INSERT(HORZ RECR)HALO | 1208
SHA08 | TRANDR LVL PRB,DIG 4-20mA,8" INSERT(HORZ RECR)HALO | 1231
SHA12 | TRANS LVL PRB,DIG 4-20mA,12" INSERT (HORZ REC)HALO | 1278
SHA16 | TRANS LVL PRB,DIG 4-20mA,16" INSERT(HORZ RECR)HALO | 1350
SHA20 | TRANSD LVL PRB,DIG 4-20mA,19.2"INSERT(HOR REC)HALO | 1371
SHA24 | TRANSD LVL PRB,DIG 4-20mA,23.1"INSERT(HOR REC)HALO | 1431
SHAR20 | TRANS LVL PRB,DIG 4-20mA,20"INS,1-1/4"UNION CON,RL | 1398
SHP06 | TRANDR LVL PRB,0-5VOLT 6"INSERT(HORZ RECR)HALO | 945
SHP08 | TRANDR LVL PRB,0-5VOLT 8"INSERT(HORZ RECR)HALO | 968
SHP10 | TRANS LVL PRB,0-5V 10"INSERT LENGTH(HORIZ RECRV) | 990
SHP12 | TRANS LVL PRB,0-5V 12" INSERT LGTH(HORZ RECR)HALO | 1015
SHP12X | TRANS LVL PRB 0-5V HOR RECV HALO ___ INSERTION | 1327
SHP14 | TRANS LVL PRB,0-5V 14" INSERT.LGTH(HOR.RECR)HALO | 1064
SHP14X | TRANS LVL PRB 0-5V HOR RECV HALO _____ INSERTION | 1350
SHP16 | TRANSD LVL PRB,0-5V 15.3 INSERT(HORZ RECR)HALO | 1087
SHP16X | LVL TRANSD PROBE___INSERT(HORZ RECR) HALO | 1371
SHP18 | TRANS LVL PRB,0-5V 18"INSERT LGTH(HORZ RECR)HALO | 1371
SHP20 | TRANSD LVL PRB,0-5V 19.2"INSERT(HORZ RECR)HALO | 1108
SHP24 | LVL TRANSD PRB,0-5V 23.1"INSERT(HORZ RECR)HALO | 1168
SHP24X | LVL TRANSD PROB.__ INSERT(HORZ RECR) HALO | 1771
SHP30 | TRANS LVL PRB,0-5V 30"INSERT LGTH(HORZ RCVR)HALO | 1510
SHPR06 | TRANS.LVL.PRB.6"INSERT,1-1/4"UNION CON,ROTALOCK | 973
SHPR08 | TRANS.LVL.PRB.8"INSERT,1-1/4"UNION CON,ROTALOCK | 995
SHPR10 | TRANS.LVL.PRB.10"INSERT,1-1/4"UNION CON,ROTALOCK | 1019
SHPR12 | TRANS LVL PRB,12"INSERT,1-1/4"UNION CONN,ROTALOCK | 1043
SHPR12X | TRANS.LVL.PRB,__"INSERT,1-1/4"UNION CON.W/ROTALOCK | 1355
SHPR14 | TRANS.LVL.PRB.14"INSERT,1-1/4"UNION CON,ROTALOCK | 1092
SHPR16 | TRANS.LVL.PRB.16"INSERT,1-1/4"UNION CON,ROTALOCK | 1115
SHPR18 | TRANS.LVL.PRB.18"INSERT,1-1/4"UNION CON,ROTALOCK | 1397
SHPR20 | TRANS.LVL.PRB.20"INSERT,1-1/4"UNION CON,ROTALOCK | 1135
SHPR24 | TRANS LVL PRB,24"INSERT,1-1/4"UNION CONN,ROTOLOCK | 1196
SHPR30 | TRANS LVL PRB,30"INSRT,1-1/4"UNION CONN,ROTOLOCK | 1536
SPLF | SINGLE PT LVL SNSR,80MA NPN OUTPUT,10-30VDC INPUT, | 575
SPLN | SGLE PT LVL SENSOR,80MA NPN OUT,10-30VDC INPUT,NH3 | 575
SPSF-1 | SINGLE PT.LVL SWTH,HALO 10 AMP SPDT RLY,115V50/60H | 650
SPSF-2 | SINGLE PT LVL SWTCH,5AMP SPDT RLY,230V50/60HZ,HALO | 650
SPSN-1 | SINGLE PT LVL SWTCH,NH3 10 AMP SPDT RLY,115V50/60H | 650
SPSN-2 | SINGL PT LVL SWTCH,NH3 5AMP SPDT RELAY,230V50/60HZ | 650
SSHP06 | TRANS LVL PRB,0-5VOLT 6"INSERT,HVY-DTY(HOR.RECV) | 1247
SSHP08 | TRANS LVL PRB,0-5V 8"INSERT,HVY-DTY.HOR.RECV | 1270
SSHP10 | TRANS LVL PRB,0-5V 10"INSERT,HVY-DTY(HOR.RECV) | 1292
SSHP12 | TRANS LVL PRB,0-5V 12"INSERT,HVY-DTY(HOR.RECV) | 1317
SSHP16 | TRANS LVL PRB,O-5V 15.3"INSERT,HVY-DTY(HOR REC | 1389
SSHP18 | TRANS LVL PRB,0-5V 18" HEAVY DUTY (HOR. RECV) | 1672
SSHP20 | TRANS LVL PRB,0-5V 20"INSERT,HVY-DTY(HOR.RECV) | 1410
SSHP20X | TRANSDUCR LVL PRB,0-5V,"INSERT,HVY-DTY(HOR.RECV) | 1732
SSHP24 | TRANS LVL PRB,0-5V 24"INSERT,HVY-DTY(HOR.RECV) | 1469
SSVA36 | LEVEL PROBE,4-20mA,36"INSERT,HEAVY DUTY(VERT REC) | 1604
SSVA48 | LEVEL PROBE,4-20mA,48"INSERT,HEAVY DUTY(VERT REC) | 1664
SSVP36 | LEVEL PROBE,0-5V,36"INSERT,HEAVY DUTY(VERT.REC) | 1342
SSVP48X | LEVEL PROBE,0-5V,48"INS,HEAVY DUTY,(VERT RECR) | 1700
TS1 | TEMP SENSOR,NTC 10K,6.5' WIRE,2" X 1/4" OD | 33
TS2 | TEMP SENSOR, PXVC-PT | 99
VLT-02F | TECHNI-LVL PRB,4-20MA 20"ACTIVE LGTH,25"INSERT | 1626
VLT-02FX | TECHNI-LEVEL PROBE, 4-20 MA | 2013
VLT-02N | TECHNI-LEVEL PRB,4-20MA,NH3 20"ACT LGTH,25"INSERT | 1626
VLT-02NX | TECHNI-LEVEL PROBE, 4-20 MA | 2013
VLT-03F | TECHNI-LVL PRB,4-20MA 30"ACTIVE LGTH,35"INSERT | 1750
VLT-03FX | TECHNI-LEVEL PROBE, 4-20 MA | 2142
VLT-03N | TECHNI-LEVEL PRB,4-20MA,NH3 30"ACT LGTH,35"INSERT | 1750
VLT-03NX | TECHNI-LEVEL PROBE, 4-20 MA | 2142
VLT-04F | TECHNI-LVL PRB,4-20MA 40"ACTIVE LGTH,45"INSERT | 1879
VLT-04FX | TECHNI-LEVEL PROBE, 4-20 MA | 2268
VLT-04N | TECHNI-LEVEL PRB,4-20MA,NH3 40"ACT LGTH,45"INSERT | 1879
VLT-04NX | TECHNI-LEVEL PROBE, 4-20 MA | 2268
VLT-06F | TECHNI-LVL PRB,4-20MA 60"ACTIVE LGTH,65"INSERT | 2005
VLT-06FX | TECHNI-LEVEL PROBE, 4-20 MA | 2448
VLT-06N | TECHNI-LEVEL PRB,4-20MA,NH3 60"ACT LGTH,65"INSERT | 2005
VLT-06NX | TECHNI-LEVEL PROBE, 4-20 MA | 2448
VLT-08F | TECHNI-LVL PRB,4-20MA 80"ACTIVE LGTH,85"INSERT | 2185
VLT-08FX | TECHNI-LEVEL PROBE, 4-20 MA | 2695
VLT-08N | TECHNI-LEVEL PRB,4-20MA,NH3 80"ACT LGTH,85"INSERT | 2185
VLT-08NX | TECHNI-LEVEL PROBE, 4-20 MA | 2695
VLT-10F | TECHNI-LEVEL PRB,4-20 MA 100"ACT LGTH,105"INSERT | 2432
VLT-10FX | TECHNI-LEVEL PROBE, 4-20 MA | 2966
VLT-10N | TECHNI-LEVEL PRB,4-20MA,NH3 100"ACT,105"INSERT | 2432
VLT-10NX | TECHNI-LEVEL PROBE, 4-20 MA | 2966
VLT-12F | TECHNI-LEVEL PRB,4-20 MA 120"ACT LGTH,125"INSERT | 2703
VLT-12FX | TECHNI-LEVEL PROBE, 4-20 MA | 4088
VLT-12N | TECHNI-LVL PRB,4-20MA,NH3 120"ACT,125"INSERT | 2703
VLT-12NX | TECHNI-LEVEL PROBE, 4-20 MA | 4088
VLT-14F | TECHNI-LEVEL PRB,4-20 MA 144"ACT LGTH,149"INSERT | 3825
VLT-14N | TECH-LVL PRB,4-20 MA,NH3 144"ACT.,149"INSERT | 3825
VLT-14NX | TECHNI-LEVEL PRB,4-20MA _"ACT LGTH._"INSERT.LGTH. | 4758
VLT-16F | TECHNI-LEVEL PRB,4-20MA 168"ACT LGTH 173"INSERT | 4496
VLT-16N | TECHNI-LEVEL PROBE,4-20MA,NH3 168"ACT.LGTH.,173"IN | 4496
VLT-16NX | TECHNI-LVL PRB,4-20 MA __"ACT,__" INSERT. | 5124
VLTDR-02F | TECHNI-LVL PRB,4-20 MA W/READOUT,20"ACT.25"INSERT | 2194
VLTDR-02FX | TECHNI-LEVEL PROBE, 4-20 MA W/READOUT | 2580
VLTDR-02N | TECHNI-LVL PRB,4-20MA W/READOUT,20"ACT.25"INSERT | 2194
VLTDR-02NX | TECHNI-LEVEL PROBE, 4-20 MA W/READOUT | 2579
VLTDR-03F | TECHNI-LVL PRB,4-20MA W/READOUT,30"ACT.35"INSERT | 2317
VLTDR-03FX | TECHNI-LEVEL PROBE, 4-20 MA W/READOUT | 2709
VLTDR-03N | TECHNI-LVL PRB 4-20MA W/READOUT,30"ACT,35"INSERT | 2317
VLTDR-03NX | TECHNI-LEVEL PROBE, 4-20 MA W/READOUT | 2709
VLTDR-04F | TECHNI-LVL,PRB,4-20 MA W/READOUT,40"ACT,45"INSERT | 2446
VLTDR-04FX | TECHNI-LEVEL PROBE, 4-20 MA W/READOUT | 2835
VLTDR-04N | TECHNI-LVL,PRB,4-20MA W/READOUT,40"ACT,45"INSERT | 2446
VLTDR-04NX | TECHNI-LEVEL PROBE, 4-20 MA W/READOUT | 2835
VLTDR-06F | TECHNI-LVL PRB,4-20MA W/READOUT,60"ACT,65"INSERT | 2572
VLTDR-06FX | TECHNI-LEVEL PROBE, 4-20 MA W/READOUT | 3015
VLTDR-06N | TECHNI-LVL PRB,4-20MA W/READOUT,60"ACT,65"INSERT | 2572
VLTDR-06NX | TECHNI-LEVEL PROBE, 4-20 MA W/READOUT | 3015
VLTDR-08F | TECHNI-LVL PRB,4-20MA W/READOUT,80"ACT,85"INSERT | 2753
VLTDR-08FX | TECHNI-LEVEL PROBE, 4-20 MA W/READOUT | 3262
VLTDR-08N | TECHNI-LVL PRB,4-20MA W/READOUT,80"ACT.85"INSERT | 2753
VLTDR-08NX | TECHNI-LEVEL PROBE, 4-20 MA W/READOUT | 3262
VLTDR-10F | TECHNI-LVL PRB,4-20MA W/READOUT,100"ACT.105"INSER | 2999
VLTDR-10FX | TECHNI-LEVEL PROBE, 4-20 MA W/READOUT | 3533
VLTDR-10N | TECHNI-LVL PRB,4-20MA W/READOUT,100"ACT.105"INSERT | 2999
VLTDR-10NX | TECHNI-LEVEL PROBE, 4-20 MA W/READOUT | 3533
VLTDR-12F | TECHNI-LEVEL PRB,4-20MA W/READOUT,120"ACT.125"INSE | 3270
VLTDR-12FX | TECHNI-LEVEL PROBE, 4-20 MA W/READOUT | 4655
VLTDR-12N | TECHNI-LEVEL PRB,4-20MA W/READOUT,120"ACT,125"INSE | 3270
VLTDR-12NX | TECHNI-LEVEL PROBE, 4-20 MA W/READOUT | 4655
VLTDR-14F | TECHNI-LEVEL PRB,4-20 MA W/R-OUT,144"ACT.149"INSER | 4392
VLTDR-14N | TECHNI-LVL PRB,4-20MA,NH3 W/R-OUT,144"ACT.149"INSE | 4392
VLTDR-16F | TECHNI-LEVEL PRB,4-20 MA W/R-OUT,168"ACT.173"INSER | 5063
VLTDR-16N | TECH-LVL PRB,4-20MA,NH3 W/READOUT,168"ACT.173"INSE | 5063
VLTDR-16NX | TECHNI-LVL PRB 4-20MA,NH3 W/READOUT,_"ACT,_"INSERT | 5691
VPIF | VALVE POSITION INDICATOR FIELD INSTALLABLE | 664
VPM | VLV PKG FOR APM/NEAP WLD CONSTR,W/GAUGE VALVES | 1191
VPMF | VLV PKG FOR APMF CONSTRUCTION W/GAUGE VALVES | 1935
WBA | ANTI-SIPHON WATER BUBBLER FLUSH SYSTEM | 1862
WBSF | WATER BUBBLER ASSEMBLY FOR APF AUTO-PURGER | 1192
WCC | WATER CONDITIONING CARTRIDGE REPLACEMENT | 258
WCH | WATER CONDITIONING HOUSING FOR WCC,3/4"FPT | 373
WTE3 | ENCLOSURE,WATERTIGHT,NEMA4,PXVC | 180

## ACT
LP0221a LIST PRICE SCHEDULE
LIST PRICES SHOWN ARE FOR REFERENCE ONLY. FINAL PRICING & AVAILABLITY IS PER FACTORY.
(Use appropriate Technical Equipment Multiplier)
Item | Description | Price
70-0142ACT | #50 MALE ADAPTER RING, ACT (HCK) | 35
70-1052ACT | MS SOLENOID CONTROL MODULE,ACT | 179
75-0268ACT | FAR250 FEMALE ADAPTER RING,ACT | 132
75-1047ACT | KIT,ADPTR,3/4"-1-1/4"SING PORT,HA4A,HS4A,MVP,ACT | 228
75-1101ACT | M3O OUTLET PRESSURE CONTROL MODULE, RANGE B, ACT | 708
75-1103ACT | M3K RESEAT RELF CNTL MODULE(PILOT),RG A,ACT | 441
75-1126ACT | COMPACT PRES CNTRL MOD,RG A:0-150PSIG,ACT | 369
75-1432ACT | KIT, COVER STRAINER, MVP20-32, ACT | 81
78-0188E-ACT | ASSY,ST200 1/4" NPT SEN PORT,ACT,CATII,MODH,EF101 | 715
78-0189ACT | STRAINER ASSY,ST250,ACT,1/4" ANPT SENSING PORT | 948
78-0189E-ACT | ST250 1/4" ANPT SENS PT,ACT,CE-CATII,MOD.H,EF101 | 1043
AS150C-ACT | 1-1/2" REFRIG.SHUT-OFF VLV ANG,ACT,SW,SC | 457
AS150CE-ACT | 1-1/2"SHUTOFF VLV ANG,SW,SC,ACT,CAT II,MOD H EF107 | 457
AS150H-ACT | 1-1/2"NH3 SHUT-OFF VLV ANGLE,SW,HW,ACT | 457
AS200C-ACT | 2"REFRIGNT.SHUT-OFF VLV,ANGLE,SW,SC,ACT | 527
AS200CE-ACT | 2" ANGLE SHUT-OFF VL,SW,SC,ACT,CE-CATII,MODH,EF107 | 527
AS200H-ACT | 2" AMMONIA SHUT-OFF VALVE ANGLE,SW,HW | 527
AS251C-ACT | 2-1/2"REFRIG.SHUT-OFF VLV ANGLE,ACT,SW,SC | 707
AS251H-ACT | 2-1/2"NH3 SHUT-OFF VLV,ANGLE,SW,HW,ACT | 707
ASB050C-ACT | 1/2"SHUT-OFF VLV,ANGLE,ACT,BLT BONNET,SW,SC | 191
ASB050H-ACT | 1/2" SHUT-OFF VALVE,ANGLE,4BLT,ACT,SW,HW | 191
ASB075C-ACT | 3/4"SHUT-OFF VLV,ANGLE,BLT BONNT,SW,SC,ACT | 227
ASB075H-ACT | 3/4"SHUT-OFF VALVE,ANGLE,BOLTED BLT,ACT,SW,HW | 227
ASB100C-ACT | 1"SHUT-OFF VLV,ANGLE ,BLT BONNT,ACT,SW,SC | 239
ASB100H-ACT | 1"SHUT-OFF VLV,ANGLE,BOLTD BNT,SW,HW,ACT | 239
ASB125C-ACT | 1-1/4"SHUTOFF VLV,ANGLE ,BOLT BONNT,ACT,SW,SC | 329
ASB125CE-ACT | 1-1/4"SHUT-OFF,ANGLE,SW,SC,ACT,CATI MODA,EF106 | 329
ASB125H-ACT | 1-1/4"SHUTOFF VLV,ANGLE,BOLT BONT,SW,HW,ACT | 329
ASE050H-ACT | 1/2"SHUT-OFF VLV,ANG,EXT.NECK,BLT.BNT,ACT,SW,HW | 276
ASE075C-ACT | 3/4"SHUT-OFF VLV,ANG,EXT.NECK,BLT.BONNET,SC,ACT,SW | 314
ASE075H-ACT | 3/4"SHUT-OFF VLV,ANG,EXT.NECK,BLT.BONNET,ACT,SW | 314
ASE100H-ACT | 1"SHUT-OFF VALVE,ANGLE, EXT.NECK,BLT.BNT,ACT,SW,HW | 373
ASE125H-ACT | 1-1/4"SHUT-OFF VLV,ANG, EXT.NECK,BLT. BNT, ACT, SW | 465
ASE150H-ACT | 1-1/2"SHT-OFF VLV,ANG,EXT.NECK,BLT BONNET,SW,ACT | 617
ASE251H-ACT | 1/2"REFRIG.SHUT-OFF VLV ANGLE,THD,HW,ACT | 909
AT038C-ACT | 3/8"REFRIG SHUT-OFF VLV ANGLE,THREADED,SC,ACT | 160
AT051C-ACT | 1/2"REFRIG.SHUT-OFF VLV ANGLE,THD,SC,ACT | 164
AT051H-ACT | 1/2"REFRIG.SHUT-OFF VLV ANGLE,THD,HW,ACT | 164
AT076C-ACT | 3/4"REFRIG SHUT-OFF VLV,ANGLE,THD,SC,ACT | 187
ATB050C-ACT | 1/2"SHUT-OFF VLV,ANGLE,BLT BON,ACT,THD,SC | 189
ATB050H-ACT | 1/2"SHUT-OFF VALVE,ANGLE,BLTD,BON,THD,HW, ACT | 189
ATB075C-ACT | 3/4"SHUT-OFF VLV,ANGLE ,BLTD BON,ACT,THD,SC | 226
ATB075H-ACT | 3/4"SHUT-OFF VLV,ANGLE,BLT BONN,THD,HW,ACT | 226
ATB100C-ACT | 1"SHUT-OFF VLV,ANGLE,BLT BONNET,THD.,SC,ACT | 236
ATE100H-ACT | 1" SHUT-OFF VLV,ANGLE,EXT.NECK,BLT.BNT, ACT,THD,HW | 371
AW1000C-ACT | 10"REFRIG.SHUT-OFF VALVE ANGLE,ACT,BW,SC | 11927
AW1000H-ACT | 10"NH3 SHUT-OFF VALVE, ANGLE,ACT,BW,HW | 11927
AW1200C-ACT | 12"REFRIG.SHUT-OFF VALVE ANGLE,ACT,BW,SC | 17390
AW1200H-ACT | 12"NH3 SHUT-OFF VALVE,ANGLE,ACT,BW,HW | 17390
AW1400H-ACT | 14"NH3 SHUT-OFF VALVE,ANGLE,ACT,BW,HW | 34866
AW1600H-ACT | 16" REFRIG.SHUT-OFF VLV,ANGLE,ACT,BW,HW | 48215
AW1800H-ACT | 18" REFRIG.SHUT-OFF VLV,ANGLE,ACT,BW,HW | 58548
AW200C-ACT | 2" REF SHUT-OFF VLV ANGLE,BW,SEAL CAP,ACT | 546
AW200CE-ACT | 2"SHUT-OFF ANG,BW,SC,ACT CE-CATII MOD H EF107 | 546
AW200H-ACT | 2" AMMONIA SHUT-OFF VALVE ANGLE,ACT,BW,HW | 546
AW251C-ACT | 2-1/2"REFRIG SHUT-OFF VLV ANGLE,BW,SC,ACT | 725
AW251CE-ACT | 2-1/2"SHUTOFF ANGLE,BW,SC,ACT,CE-CAT II,MODH EF107 | 725
AW251H-ACT | 2-1/2"NH3 SHUT-OFF VALVE ANGLE,ACT,BW,HW | 725
AW301C-ACT | 3"REFRIG SHUT-OFF VALVE ANGLE,ACT,BW,SC | 1050
AW301CE-ACT | 3" ANG SHUT-OFF,BW,SC,ACT,CE-CATII MODH EF107 | 1050
AW301H-ACT | 3" AMMONIA SHUT-OFF VALVE ANGLE,ACT,BW,HW | 1050
AW402C-ACT | 4"REFRIG SHUT-OFF VLV ANGLE,WELDED,SC,ACT | 1358
AW402CE-ACT | 4" ANG SHUT-OFF VLV,BW,SC,ACT,CE-CATII MOD H EF107 | 1358
AW402H-ACT | 4" AMMONIA SHUT-OFF VLV ANGLE,BW,HW,ACT | 1358
AW500C-ACT | 5" REFRIG. SHUT-OFF VALVE ANGLE, WELDED, ACT, SC | 2292
AW500H-ACT | 5" AMMONIA SHUT-OFF VALVE ANGLE,ACT,BW,HW | 2292
AW600H-ACT | 6" AMMONIA SHUT-OFF VALVE ANGLE,BW,HW,ACT | 2650
AW800H-ACT | 8" AMMONIA SHUT-OFF VLV ANGLE,ACT,BW,HW | 5617
AWB050C-ACT | 1/2" SHUT-OFF VLV,ANG,BLT.BNT,BW,SC,ACT | 209
AWB100H-ACT | 1" SHUT-OFF VLV,ANGLE,ACT,HW,BW,4BOLT | 259
AWE251H-ACT | 2-1/2"NH3 SHUT-OFF,ANGLE,EXT NECK,BW,HW,ACT | 929
AWE402H-ACT | 4" SHUT-OFF VLV,ANGLE,EXT.NECK,BW,HW,ACT | 1655
EZB/250-ACT | EZ-SRV CARTRIDGE RELIEF VLV, BARE,ACT | 327
EZB/250-BT1-ACT | EZ-SRV CARTRIDGE RELF VLV,1/2" MPT,ACT,W/FTG | 492
EZB/250-BT2-ACT | EZ-SRV CART RELF VLV,3/4" MPT,ACT,W/FTG | 575
EZB/250-BW1-ACT | EZ-SRV CARTRIDGE RELF VLV,1/2" BW,ACT,W/FTG | 492
EZB/250-BW2-ACT | EZ-SRV CARTRIDGE RELIEF VLV,3/4" BW,ACT,W/FTG | 575
EZB/300-ACT | EZ-SRV CARTRIDGE RELF VLV,BARE,ACT | 327
EZB/300-BW1-ACT | EZ-SRV CARTRIDGE RELF VLV,1/2" BW,ACT,W/FTG | 492
EZB/300-BW2-ACT | EZ-SRV CARTRIDGE RELF VLV,3/4" BW,ACT,W/FTG | 575
EZB/400-ACT | EZ-SRV CARTRIDGE RELF VLV,BARE,ACT | 327
EZB/400-BW1-ACT | EZ-SRV CARTRIDGE RELF VLV,1/2" BW,W/FTG,ACT | 492
EZB/400-BW2-ACT | EZ-SRV CARTRIDGE RELF VLV,3/4" BW,ACT,W/FTG | 575
EZC/225-BW2-ACT | EZ-SRV CARTRIDGE RELF VLV,3/4" BW,ACT,W/FTNG | 632
EZC/250-ACT | EZ-SRV CARTRIDGE RELIEF VLV, BARE,ACT | 380
EZC/250-BW2-ACT | EZ-SRV CARTRIDGE RELF VLV,3/4" BW,ACT,W/FTG | 632
EZC/300-ACT | EZ-SRV CARTRIDGE RELIEF VLV, BARE,ACT | 380
EZC/300-BW2-ACT | EZ-SRV CARTRIDGE RELF VLV,3/4" BW,ACT,W/FTG | 632
EZLQ/100-ACT | EZ-SRV LIQUID CARTRDG RLF VLV,BARE,ACT | 315
EZLQ/100-BW2-ACT | EZLQ LIQUID RELIEF VALVE,3/4" BW,ACT,W/FTG | 566
EZLQ/50-ACT | EZ-SRV LIQD CART RLF VLV,BARE,ACT | 315
EZLQ/50-BW1-ACT | EZLQ LIQUID RELF VLV,1/2" BW,ACT,W/FTG | 480
EZLQ/50-BW2-ACT | EZLQ LIQUID RELF VLV, 3/4" BW W/ FITTING, ACT | 566
GS150C-ACT | 1-1/2" REFRIG SHUT-OFF VLV,GLOBE,ACT,SW,SC | 457
GS150CE-ACT | 1-1/2"SHUT-OFF VLV GLB,SW,SC, ACT CE-CATII,MODH,EF | 457
GS150H-ACT | 1-1/2"NH3 SHUT-OFF VALVE GLOBE,ACT,SW,HW | 457
GS150HS-ACT | 1-1/2" GLB SHUT-OFF VLV.SW,HW,ACT,SS PACK NUT | 515
GS200C-ACT | 2" REFRIG. SHUT-OFF VALVE GLOBE,ACT,SW,SC | 527
GS200CE-ACT | 2" SHUT-OFF VLV GLB,SW,SC,ACT,CE-CATII,MODH,EF107 | 527
GS200H-ACT | 2" AMMONIA SHUT-OFF VALVE GLOBE,ACT,SW,HW | 527
GS251C-ACT | 2-1/2"REFRIG.SHUT-OFF VLV GLOBE,SW,SC,ACT | 707
GS251CE-ACT | 2-1/2"SHUT-OFF VLV GLB,SW,SC,ACT,CATII,MODH,EF107 | 707
GS251H-ACT | 2-1/2"NH3 SHUT-OFF VALVE GLOBE,ACT,SW,HW | 707
GSB051C-ACT | 1/2"SHUT-OFF VLV,GLB,BLT.BONNET,ACT,SW,SC,T-STYLE | 191
GSB051H-ACT | 1/2"SHUT-OFF VLV,GLB,BLT.BONNET,SW,HW,ACT,T-STYLE | 191
GSB076C-ACT | 3/4"SHUT-OFF VLV,GLB,BLT.BONNET,ACT,SW,SC,T-STYLE | 227
GSB076H-ACT | 3/4"SHUT-OFF VLV,GLB.,BLT.BONNET,SW,ACT,HW,T-STYLE | 227
GSB076HS-ACT | 3/4"GLB.SHUT-OFF,T-STY,BLT.BNT,SW,HW,ACT,SS NUT | 280
GSB101C-ACT | 1"SHUT-OFF VLV,GLB,BLT.BONNT,T-STY,ACT,SW,SC | 239
GSB101H-ACT | 1"SHUT-OFF VLV,GLB,T-STYLE,BLT.BONNET,ACT,SW,HW | 239
GSB126C-ACT | 1-1/4"SHUT-OFF VLV,GLB,T-STYLE,BLT.BONNT,ACT,SW,SC | 329
GSB126H-ACT | 1-1/4"SHUT-OFF VLV,GLB,T-STYLE,BLT.BNT,ACT,SW,HW | 329
GSE051H-ACT | 1/2" SHUT-OFF VLV,GLB.EXT.NCK,BLT.BNT,T-STYL,ACT,S | 276
GSE076H-ACT | 3/4" SHUT-OFF GLOBE.EXT.NECK,ACT,SW,HW | 314
GSE101C-ACT | 1"SHUT-OFF VLV,GLB.EXT.NCK,BLT.BNT,ACT,T-STY,SW,SC | 373
GSE101H-ACT | 1"SHUT-OFF VLV,GLB,EXT.NCK,ACT,BLT BNT,T-STY,SW,HW | 373
GSE126H-ACT | 1-1/4" SHUT-OFF VLV,GLOBE,EXT.NCK,ACT,SW,HW | 465
GSE150C-ACT | 1-1/2"SHUT-OFF VLV,GLB,EXT.NECK,ACT,T-STYLE,SW,SC | 617
GSE150H-ACT | 1-1/2"SHUT-OFF VLV,GLB,EXT.NECK,ACT,T-STY,SW,HW | 617
GSE200H-ACT | 2"SHUT-OFF VLV,GLB,EXT.NCK,BLT.BNT,ACT,T-STYL SW | 690
GSE251H-ACT | 2-1/2" SHUT-OFF,GLOBE. EXT.NCK, SW,HW, ACT | 909
GT038C-ACT | 3/8"REFRIG SHUTOFF VLV GLOBE,ACT,THD,SEAL CAP | 160
GT038H-ACT | 3/8"NH3 SHUT-OFF VALVE GLOBE,THREADED, ACT, HW | 160
GT051C-ACT | 1/2"REFRIG SHUT-OFF VLV GLOBE,THD,ACT,SEAL CAP | 164
GT051H-ACT | 1/2"NH3 SHUT-OFF VLV,GLOBE,THD,HW,ACT | 164
GT076H-ACT | 3/4"NH3 SHUT-OFF VLV GLOBE,THD,ACT,HANDWHEEL | 187
GTB051C-ACT | 1/2" SHUTOFF VLV,GLOBE SC,T-STYL,ACT,THD,4-BOLT | 189
GTB051H-ACT | 1/2" SOV,THD,T-STYLE GLOBE HW,ACT,4-BOLT | 189
GTB076C-ACT | 3/4"SHUT-OFF VLV,GLOBE SC THD,ACT,T-STYLE,4-BOLT | 226
GTB076H-ACT | 3/4" SOV,THD,T-STYLE GLOBE HW,4-BOLT,ACT | 226
GTB101C-ACT | SHUT-OFF VLV,1" GLOBE,T-STYLE,SC,ACT,THD,4-BOLT | 236
GTB101H-ACT | 1" SHUT-OFF VLV,GLOBE,T-STYLE,HW,ACT,THD,4-BOLT | 236
GTE051H-ACT | 1/2" SHT-OFF VLV,GLB,EXT.NECK,ACT,T-STYLE,THD.HW | 274
GTE076H-ACT | 3/4"SHT-OFF VLV,GLB.EXT.NECK,T-STY,THD,ACT,HW | 313
GW1000CE-ACT | 10" GLB SHUT-OFF VLV,SC,ACT CE-CAT III,MOD H,EF108 | 12882
GW1000H-ACT | 10" REFRIG. SHUT-OFF VLV,GLOBE,ACT,BW,HW | 12882
GW1200C-ACT | 12" REFRIG. SHUT-OFF VALVE,GLOBE,BW,SC,ACT | 18773
GW1400H-ACT | 14" REFRIG. SHUT-OFF VLV,GLOBE,ACT,BW,HW | 37671
GW200C-ACT | 2"REFRIG SHUT-OFF VALVE GLOBE,ACT,BW,SC | 546
GW200CE-ACT | 2"(50MM)SHUT-OFF,GLB,BW,SC,ACT,CATII,MODH,EF107 | 546
GW200H-ACT | 2" AMMONIA SHUT-OFF VLV,GLOBE,BW,HW,ACT | 546
GW251C-ACT | 2-1/2"REFRIG SHUT-OFF VLV GLOBE,ACT,BW,SC | 725
GW251H-ACT | 2-1/2"NH3 SHUT-OFF VLV,GLOBE,ACT,BW,HW | 725
GW301C-ACT | 3"REFRIG SHUT-OFF VLV,GLOBE,ACT,BW,SC | 1050
GW301H-ACT | 3" AMMONIA SHUT-OFF VALVE GLOBE,ACT,BW,HW | 1050
GW402C-ACT | 4"REFRIG SHUT-OFF VLV,GLOBE,BW,SC,ACT | 1358
GW402H-ACT | 4" AMMONIA SHUT-OFF VLV GLOBE,BW,HW,ACT | 1358
GW500H-ACT | 5"AMMONIA SHUT-OFF VLV GLOBE,ACT,BW,HW | 2472
GW600C-ACT | 6" REFRIG. SHUT-OFF VLV,GLOBE,ACT,BW,SC | 2862
GW600H-ACT | 6" REFRIG. SHUT-OFF VALVE GLOBE,ACT,BW,HW | 2862
GW800CE-ACT | 8" SOV,GLOBE,BW,SC,ACT CE-CAT III,MOD H EF108 | 6066
GW800H-ACT | 8" REFRIG. SHUT-OFF VALVE GLOBE,ACT,BW,HW | 6066
GWB051H-ACT | 1/2" SHUTOFF VLV,GLOBE,HW,BW,ACT,T-STYLE,4-BOLT | 209
GWB076C-ACT | 3/4" SHUTOFF VLV,T-STY GLOBE,SC,BW,ACT,4-BLT | 247
GWB076H-ACT | 3/4" SHUTOFF VLV,T-STYLE GLOBE,HW,BW,ACT,4-BOLT | 247
GWB101C-ACT | SHUT-OFF VLV,T-STYLE GLOBE SC 1" BW,ACT,4-BLT | 259
GWE251H-ACT | 2-1/2" SHUT-OFF VLV,GLB,EXT NECK T-STYLE,ACT,BW,HW | 929
GWE301H-ACT | 3" SHUT-OFF VLV,GLB.EXT.NECK,T-STYLE,BW,ACT,HW | 1266
GWE400H-ACT | 4" SHUT-OFF VLV,GLOBE,EXT.NECK,BW,HW,ACT | 1655
H1100-ACT | SEE-LVL LIQ IND,CLEALENS,CE-CAT.II,MOD.H,EF110,ACT | 231
H1100-RN-ACT | SEE-LEVEL LIQ./FST SHLD,ACT,CE-CAT.II,MOD.H,EF110 | 276
H1100C-ACT | SEELVL LIQ.CLR LENS SAD.MIL HS,ACT,CATII,MODHEF110 | 254
H1100C-R-ACT | SEE-LVL LIQ W/SAD.MILLED HSG,ACT,CATII,MODH,EF110 | 254
H1100C-RN-ACT | SEELVL LIQ IND.SDL HSG/FRTSLD,ACT,CATII.MODH,EF110 | 299
H5601/150-ACT | NH3 PRESSURE-RELIEF VLV 1/2"X 1",SET@150 PSI,ACT | 268
H5601/250-ACT | NH3 PRESSURE-RELIEF VLV 1/2"X1",SET@250 PSI,ACT | 268
H5601/275-ACT | NH3 PRESSURE RELF VLV 1/2 X 1",ACT,SET@275PSI,ACT | 268
H5601/H-ACT | AMMONIA PRESSURE-RELIEF VALVE 1/2" X 1",ACT | 268
H5601/HE-ACT | PRESS.RELF,1/2"X 1" CE-CAT.IV,MOD B & D,EF 104,ACT | 268
H5602/150-ACT | NH3 PRESSURE-RELIEF VLV 3/4"X1",ACT,SET@150 PSI | 360
H5602/225-ACT | NH3 PRESSURE RELF VLV 3/4" X 1" SET@ 225 PSI,ACT | 360
H5602/275-ACT | NH3 PRESSURE RELF VLV,3/4"X1",SET@275 PSI,ACT | 360
H5602/H-ACT | AMMONIA PRESSURE-RELIEF VALVE 3/4" X 1",ACT | 360
H5602/HE-ACT | NH3 RELF VLV,3/4" X 1",ACTCAT.IV,MOD B & D,EF104 | 360
H5602/LE-ACT | ACT-PRESS.RELF.VLV.3/4"x1" CE.CAT.IV,MOD.B&D,EF104 | 360
H5602R/150-ACT | NH3 PRESS-RELF VLV,RED.CAP. 3/4" x 1",ACT,SET@150# | 360
H5602R/200-ACT | NH3 PRESS RLF VLV,RED.CAP,3/4" X 1",ACT,SET@200# | 360
H5602R/250-ACT | NH3 PRESS-RLF VLV,RED.CAP 3/4" X 1",ACT,SET@250# | 360
H5602RD/HE-ACT | DUAL PRSSRLF VLV,3/4X1,CE,CAT.IV MOD B&D EF104,ACT | 869
H5613/250-ACT | NH3 PRES RLF VLV,1"X1-1/4",SET@250PSI,ACT | 561
H5613/LE-ACT | PRESS. RLF 1/2" X 3/4",ACT,CAT.IV,MOD.B&D,EF104 | 561
H5613D/250-ACT | DUAL PRESS-RLF VLV KIT,ACT,1"X1-1/4",NH3,SET@250# | 1697
H5632R/200-ACT | RELIEF VALVE,REDUCED,3/4"X1",ACT,SET @200# | 345
H8021-ACT | 1/2"(13MM)3-WAY DUAL SOV,1/2" FPT,ACT | 304
H8021S-ACT | 1/2"(13MM)3-WAY DUAL SOV,ACT,1/2" SW CONN | 366
H8021W-ACT | 1/2"(13MM)3-WAY DUAL SHUT-OFF VLV,1/2" BW,ACT | 366
H8022-ACT | 3/4"(20MM)3-WAY DUAL SOV,ACT,3/4" FPT CONN | 319
H8022S-ACT | 3/4"(20MM)3-WAY DUAL SOV,ACT,3/4" SW CONN | 381
H8022W-ACT | 3/4"(20MM)3-WAY DUAL SOV,ACT,3/4" BW CONN | 381
H8024-ACT | 1"(25MM)3-WAY DUAL SOV 1"FPT CONN,ACT | 505
H8025-ACT | 1-1/4"(32mm)3-WAY SHUT-OFF VLV,ACT,CATI,MODA,EF106 | 703
H8025W-ACT | 1-1/4",3-WY SHTFF,1-1/4"BW,ACT,CAT I,MODA,EF106 | 845
H9490-ACT | 1/4"TRANSDUCER VLV,ANGLE,MPT X FPT,ACT,SS STEM,SC | 172
HA2AK-11-ACT | SMALL BACK PRESS REG,HIGH CAP,RG.A,ACT | 543
HA2B-11-ACT | 5/32" SMALL BACK PRESS REG.RG A,ACT | 348
HA2B-13-ACT | 5/32" SMALL BACK PRESS REG.RG B,ACT | 348
HA2BK-11-ACT | 5/32" SMALL RESEAT RLF REG,RG A,ACT | 434
HA2BK-13-ACT | 5/32" SMALL RESEAT RELF REG,RG.B,ACT | 434
HA2BK-16-ACT | 5/32" SMALL RESEAT RELF REG,RG.D,ACT | 434
HA4A/01-ACT | 3/4" (20MM) PRESSURE REGULATOR RG A,ACT | 542
HA4A/41-ACT | 1-1/2" (40MM) PRESSURE REG,RG.A,ACT | 1288
HA4A/51-ACT | 2" (50MM) PRESSURE REG,RG A,ACT | 1496
HA4A/61-ACT | 2-1/2"(65MM)PRESSURE REG,RG.A,ACT | 1916
HA4A/B1-ACT | 3/4"(20MM)PRES REG 50% RED PORT, ACT, RG A | 542
HA4AB/01-ACT | 3/4"(20MM) PRESS REG,WIDE OPEN,RG.A,ACT | 926
HA4AB/31-ACT | 1-1/4"(32MM)REG,WIDE OPEN FEATURE,RG A,ACT | 1283
HA4AB/41-ACT | 1-1/2"(40MM)REG,WIDE OPEN FEATURE,RG A,ACT | 1672
HA4AB/51-ACT | 2"(50MM)PRESS REG,WIDE OPEN,RG A,ACT | 1880
HA4AD/31-ACT | 1-1/4"(32MM)DUAL PRESSURE REG. RANGE A/A,ACT | 1693
HA4AD/41-ACT | 1-1/2"(40MM)DUAL PRESSURE REG,RG A/A,ACT | 2082
HA4AD/51-ACT | 2"(50MM)DUAL PRESSURE REG,RG. A/A,ACT | 2290
HA4ADQ/21-ACT | 1"(25MM)ELECT DUAL REG. Q1:0-87 PSIG,RG.A,ACT | 1603
HA4AK/01-ACT | 3/4"(20MM)RESEATING RELIEF REG RG. A,ACT | 628
HA4AK/21-ACT | 1"(25MM)RESEATING RELIEF REG,RG.A,ACT | 763
HA4AK/31-ACT | 1-1/4"(32MM) RESEATING RELIEF REG,RG.A,ACT | 985
HA4AK/41-ACT | 1-1/2"(40MM)RESEAT RELIEF REG,RG A,ACT | 1374
HA4AK/51-ACT | 2"(50MM) RESEATING RELIEF REG. RG A,ACT | 1582
HA4AK/61-ACT | 2-1/2"(65MM) RESEATING RELIEF REG,RG A,ACT | 2002
HA4AK/A1-ACT | 3/4"(20MM)RESEAT RELF REG,25%RED,RG.A,ACT | 628
HA4AK/B1-ACT | 3/4"(20MM)RESEAT RELIEF REG 50%RED PORT, ACT RG A | 628
HA4AO/71-ACT | 3"(80MM) OUTLET PRESS REG RG V,ACT | 3111
HA4AOS/01-ACT | 3/4"(20MM)OUTLET REG,W/ELECT SO,RG V,ACT | 1326
HA4AOS/51-ACT | 2"(50MM)OUTLET REG,ELECTRIC SO,RG.V,ACT | 2280
HA4AOS/61-ACT | 2-1/2"(65MM)OUTLET REG,ELECT SO,RG V,ACT | 2700
HA4AOS/61E-ACT | OUTLET REG,65MM,ELEC.SO,ACT,CE-CAT.Il,MOD.H,EF101 | 2700
HA4AOS/83-ACT | 4"(100MM)OUTLET REG.W/ELECTRIC SHUT-OFF, ACT,RG B | 4818
HA4AS/01-ACT | 3/4"(20MM) REG. ELECTRIC SHUT-OFF,RG A,ACT | 926
HA4AS/21-ACT | 1"(25MM) PRESS REG,ELECT SO,RG A,ACT | 1061
HA4AS/41-ACT | 1-1/2"(40MM)PRESS REG,ELECT SO,RG. A,ACT | 1672
HA4AS/51-ACT | 2"(50MM) PRES REGULATOR,ELECT. SO,RG.A,ACT | 1880
HA4AS/51E-ACT | 2"PRESS REG,ELEC SO,RG.A,ACT,CE-CAT.II,MOD H,EF101 | 1880
HA4W/0101-ACT | 3/4"(20mm) PRESS REG.WELD IN LINE,RG A,ACT,3/4"SW | 792
HA4W/61-ACT | 6"(150MM)PRESS. REG,RG.A,BW,ACT | 12239
HA4W/8182-ACT | 4"(100MM)PRESS REG WELDIN RG A,ACT,4" BW CONN | 5098
HA4WB/5151-ACT | 2"(50MM)WIDE OPEN, RGA, WELD-IN SW 2" CON, ACT | 2317
HA4WD/4141-ACT | 1-1/2"(40MM)DUAL PRESS REG,RG A,ACT,WELD IN LINE | 2473
HA4WD/51-ACT | 5"(125MM)DUAL PRESS REG. BW END,RG.A/A,ACT | 8003
HA4WD/61-ACT | 6"(150MM)DUAL PRES REG. BW END,RG.A/A,ACT | 13033
HA4WD/6161-ACT | 2-1/2"(65MM) DUAL PRESS REG,WELD-IN,ACT,2-1/2" SW | 3332
HA4WD/7172-ACT | 3"(80MM) DUAL PRESSURE REG WELD-IN,ACT,3" BW CONN | 4297
HA4WD/8182-ACT | 4"(100MM)DUAL PRESS REG,RG A/A,WELD-IN,ACT,4" BW | 5892
HA4WK/0101-ACT | 3/4"(20mm)RESEAT RLF RG.A,WELD IN,ACT,3/4"SW CON | 878
HA4WO/53-ACT | 5"(125MM)OUTLET PRESSURE REG,RG B,ACT | 7609
HA4WO/8382-ACT | 4"(100MM)OUT PRESS REG RG.B,ACT,4" BW CONN | 5498
HA4WOS/2121-ACT | 1"(25mm)OULET ELEC RG.V WELD IN,ACT,1" SW CONN | 1750
HA4WS/6161-ACT | 2-1/2"(65MM)REG,ELEC,RG.A,WELD-IN,ACT,2-1/2"SW | 2922
HA4WS/7172-ACT | 3"(80mm)PRESS REG.RG.A,ELEC.WELDIN,ACT,3"BW CONN | 3887
HCK1/0-ACT | 3/4" (20MM) PISTON CHECK VLV,ACT | 427
HCK1/2-ACT | 1" (25MM) PISTON CHECK VALVE, ACT | 454
HCK1/4-ACT | 1-1/2" (40MM) PISTON CHECK VALVE,ACT | 874
HCK1/5-ACT | 2"(50MM) PISTON CHECK VLV,ACT | 946
HCK1/5E-ACT | 2"(50MM)PISTON CHECK VLV,ACT,CE.CAT.II,MOD.H,EF101 | 946
HCK1W-10/0001-ACT | 3/4"(20MM)PISTON CHK VLV WELD,ACT,3/4"SW,10#SPRING | 676
HCK1W-5/0001-ACT | 3/4"(20MM)PISTON CHK VLV WELD,ACT,3/4"SW,5#SPRING | 676
HCK1W/0001-ACT | 3/4"(20MM)PISTON CHK VLV WELDIN,ACT,3/4"SW CONN | 676
HCK1W/7072-ACT | 3" (80MM) HCK1W WELD IN LINE,ACT,3" BW CONN | 2430
HCK2/4E-ACT | 1-1/2"(40MM)GAS PWD CHK.VLV,ACT,CATII,MODH,EF101 | 1027
HCK2/5-ACT | 2"(50MM)GAS PWR SUC.STOP VLV,ACT,1/2"SW DISC STR | 1097
HCK2/6-ACT | 2-1/2"(65MM)GAS POW.SUC.STP VLV,ACT1/2"SW DISC STR | 1473
HCK2/8-ACT | 4"(100MM)GAS PWRD SUC.STOP VLV,ACT,1/2"SW DISC STR | 2866
HCK2W/7072-ACT | 3"(80MM)GAS CHECK VALVE,3" BW CONN,ACT | 2665
HCK4-1-ACT | 4"(100MM)FLG.IN-LINE CHK VLV, ACT | 1434
HCK4-2-10-ACT | 5/8" FLNGD IN-LINE CHECK VLV,ACT,10 PSIG SPRING | 151
HCK4-2-18-ACT | 5/8" FLANGED IN LINE CHECK VLV,ACT,18 PSID SPRING | 151
HCK4-2-ACT | 5/8"(16MM)FLANGED IN-LINE CHECK VLV,ACT | 151
HCK4-3-ACT | 3/4"(20MM)FLANGD IN-LINE CHECK VLV,ACT | 162
HCK4-4-ACT | 1" (25MM) FLANGED IN-LINE CHECK VLV,ACT | 221
HCK4-5-ACT | 1-1/4"(32MM)IN-LINE CHECK VLV,ACT | 322
HCK4-7-ACT | 1-1/2"(40MM)FLG IN-LINE CK VLV,ACT | 406
HCK4-8-ACT | 2"(50MM)FLG IN-LINE CHK VLV,ACT,CAT.II,MOD.H,EF101 | 469
HCK5D/4-ACT | 1-1/2"(40MM)SELF-EQ GAS SUC.STOP VLV,ACT,1/2"SW | 1823
HCK5D/4E-ACT | 1-1/2"(40mm) SELF EQU GAS SUC, ACT, CE-CATII,MODH, | 1823
HCK5D/5-ACT | 2"(50MM) SELF-EQ GAS SUC.STOP VLV,ACT,1/2"SW | 1891
HCK5D/5E-ACT | 2"(50MM)SELF-EQ GAS SUC,ACT,CE-CATII,MOD H,EF101 | 1891
HCK5D/6-ACT | 2-1/2"(65MM)SELF-EQ GAS SUC.STOP VLV,ACT,1/2"SW | 2256
HCK5D/6E-ACT | 2-1/2"(65mm)SELF EQU SUC STOP, ACT,CE-CATII MODH E | 2256
HCK5D/7-ACT | 3"(80MM) SELF-EQ GAS SUC.STOP,ACT,1/2"SW DISC STR | 2649
HCK5DW/4041-ACT | 1-1/2"(40MM)SLF-EQ.SUC.STOP,ACT,WELD-IN,1-1/2"SW | 2224
HCK5DW/5051-ACT | 2"(50MM)SELF-EQ GAS SUC.STOP VLV,ACT,WELD-IN-LINE | 2336
HCK5DW/6061-ACT | 2-1/2"(65MM)SLF-EQ. GAS SUC.STOP VLV WELD-IN,ACT | 2885
HCK5DW/7072-ACT | 3"(80MM)SELF-EQ. GAS SUC.STOP VLV WELD-IN,ACT | 3436
HCK5DW/8082-ACT | 4"(100MM)SELF-EQ. GAS SUC.STOP VLV,ACT,WELD-IN-LIN | 4965
HKN050/050-ACT | #050 FLANGE,1/2" WN KIT,ACT | 94
HKN100/075-ACT | #100 FLANGE,3/4" WN KIT,ACT | 115
HKN100/100-ACT | #100 FLANGE,1" WN KIT,ACT | 115
HKN200/150-ACT | #200 FLANGE, 1-1/2" WN KIT, ACT | 165
HKN200/200-ACT | #200 FLANGE,2" WN KIT,ACT | 165
HKN250/250-ACT | #250 FLANGE,2-1/2" WN KIT,ACT | 273
HKN300/300-ACT | #300 FLANGE,3" WN KIT,ACT | 345
HKS050/050-ACT | #050 FLANGE, 1/2" SW KIT,ACT | 66
HKS050/075-ACT | #050 FLANGE, 3/4" SW KIT,ACT | 66
HKS100/075-ACT | #100 FLANGE, 3/4" SW KIT,ACT | 83
HKS100/100-ACT | #100 FLANGE,1" SW KIT,ACT | 83
HKS100/125-ACT | #100 FLANGE,1-1/4" SW KIT,ACT | 83
HKS100/150-ACT | #100 FLANGE, ACT, 1-1/2" SW KIT | 83
HKS200/150-ACT | #200 FLANGE, 1-1/2" SW KIT,ACT | 132
HKS200/200-ACT | #200 FLANGE, 2" SW KIT,ACT | 132
HKS250/250-ACT | #250 FLANGE,2-1/2" SW KIT,ACT | 227
HKS300/300-ACT | #300 FLANGE,3" SW KIT,ACT | 257
HKS400/400-ACT | #400 FLANGE, 4" SW KIT,ACT | 394
HKT050/037-ACT | #050 FLANGE,3/8" FPT KIT,ACT | 66
HKT050/050-ACT | #050 FLANGE,1/2" FPT KIT,ACT | 66
HKT050/075-ACT | #050 FLANGE, 3/4" FPT KIT, ACT | 66
HKT100/075-ACT | #100 FLANGE,3/4" FPT KIT,ACT | 83
HKT100/100-ACT | #100 FLANGE,1" FPT KIT,ACT | 83
HS2/1-ACT | 5/32" SOLEND VLV,REF,ACT,1/4" THREADED END CONN | 269
HS2F/1-ACT | 5/32" SOLENOID VLV,FLGD,ACT | 221
HS4A/0-ACT | 3/4"(20MM)SOLENOID VLV,ACT,FOR REFRIGERANT | 574
HS4A/2-ACT | 1"(25MM)SOLENOID VLV FOR REFGRT,ACT | 739
HS4A/3-ACT | 1-1/4"(32MM)SOLENOID VLV,ACT,FOR REFRIGERANT | 930
HS4A/4-ACT | 1-1/2"(40MM)SOLENOID VLV FOR REFRIGRNT,ACT | 1325
HS4A/5-ACT | 2"(50MM)SOLENOID VLV FOR REFRIGNT,ACT | 1477
HS4A/5E-ACT | 2"(50MM)SOLENOID VALVE,ACT CE-CAT.II,MOD.H,EF101 | 1477
HS4A/6-ACT | 2-1/2"(65MM)SOLENOID VLV FOR REFRIGRNT,ACT | 2018
HS4A/7-ACT | 3"(80MM) SOLENOID VLV FOR REFRIGERNT,ACT | 3043
HS4D/4-ACT | 1-1/2"(40mm) 2-STEP SOLENOID VLV,ACT | 1908
HS4D/5-ACT | 2"(50mm) 2-STEP SOLENOID VALVE,ACT | 2186
HS4D/6-ACT | 2-1/2"(65mm) 2-STEP SOLENOID VLV,ACT | 2558
HS4DW/4041-ACT | 1-1/2"(40MM)2-STEP SOL,WELD-IN,1-1/2" SW,ACT | 2282
HS4W/0001-ACT | 3/4"(20mm)SOL VLV WELD IN-LINE,ACT,3/4" SW CONN | 830
HS4W/2021-ACT | 1"(25mm)SOL VLV FOR REFRG.WELD-IN,ACT,1"SW CON | 1029
HS4W/4041-ACT | 1-1/2" SOLENOID VLV,WELD IN-LINE,ACT,1-1/2" SW | 1720
HS4W/4051-ACT | 1-1/2" SOLENOID VLV WELD-IN,2" SW CONN,ACT | 1720
HS4W/5-ACT | 5"(125MM)SOL VLV FOR REFRIG,BW END,ACT | 7731
HS6/1-ACT | 5/32"(4MM)SOLENOID VLV FOR REFRG,ACT | 246
HS7/0-ACT | 3/4"(20MM)SOLENOID VLV FOR REFRIGERNT,ACT | 515
HS7/2-ACT | 1"(25MM) SOLENOID VLV FOR REFRIGERNT,ACT | 712
HS7/3-ACT | 1-1/4"(32MM) SOLENOID VALVE FOR REFRIGRNT,ACT | 924
HS8A/1-ACT | 1/2"(13MM) SOLENOID VALVE FOR REFRIGERANT,ACT | 330
HS8W/1001-ACT | 1/2"(13MM)SOLENOID VALVE,ACT,3/4" SW CONN | 657
HS8W/1011-ACT | 1/2"(13mm)SOLENOID VLV,ACT,1/2" SW CONN | 657
HS9B/8-ACT | 4" (100MM) GAS POWERED SOLENOID VLV,ACT | 3955
HS9BW/6-ACT | 6"(150MM) GAS PWRD SOL VALVE,BW,ACT | 12557
HS9BW/8082-ACT | 4"(100MM) GAS PWR SOLENOID WELD-IN,ACT,4" BW | 5404
HSCK125CE-ACT | 1-1/4" STOP/CHECK VLV,SW,SC,ACT,CATI,MODA,EF106 | 677
HSCK200C-ACT | 2" STOP/CHECK VALVE, SC, ACT | 1012
MVP13-1-D/1001-ACT | MVP13,1/2" SOL,SOV,DRAIN PLUG,ACT,3/4" SW CONN | 1573
MVP13-1-D/1011-ACT | MVP13,1/2" SOL,SOV,DRAIN PLUG,ACT,1/2" SW CONN | 1493
MVP13-1/1001-ACT | MVP13,1/2" SOL,SOV,ACT,3/4" SW CONN | 1546
MVP13-1/1011-ACT | MVP13,1/2" SOLENOID,SOV,ACT,1/2"SW CONN | 1466
MVP13-2/1001-ACT | MVP13,1/2" SOL,HEV,ACT,3/4" SW CONN | 1556
MVP13-2/1011-ACT | MVP13,1/2" SOL,HEV,ACT,1/2" SW CONN | 1487
MVP13-3/1001-ACT | MVP13,1/2" SOL,SCKHEV,ACT,3/4" SW CONN | 1760
MVP13-3/1011-ACT | MVP13,1/2" SOL, SCKHEV,1/2"SW CONN, ACT | 1689
MVP13-3/1022-ACT | MVP13,1/2" SOL,SCKHEV,1" BW CONN,ACT | 1844
MVP13-5MCXVA/1012-ACT | MVP13,1/2" MCXV,5MM,CHK,ACT,1/2"BW CONN | 5494
MVP20-1-H/0001-ACT | MVP20,3/4" SOL,SOV,ACT,HW,3/4" SW CONN | 2046
MVP20-1/0001-ACT | MVP20,3/4" SOL,SOV,ACT,3/4" SW CONN | 1967
MVP20-1/0021-ACT | MVP20,3/4" SOL,SOV,ACT,1" SW CONN | 2038
MVP20-1/0031-ACT | MVP20,3/4" SOL,SOV,ACT,1-1/4" SW CONN | 2301
MVP20-1A/0101-ACT | MVP20,3/4" REG RG.A,SOV,ACT,3/4" SW CONN | 2045
MVP20-1A/B121-ACT | MVP20,3/4" REG.RGA,SOV,50%RED,1"SW CONN | 2121
MVP20-1AB/0131-ACT | MVP20,3/4" REG RG.A WO,SOV,ACT,1-1/4" SW CONN | 2784
MVP20-1AD/0131-ACT | MVP20,3/4" REG RG. A DUAL,SOV,ACT,1-1/4" SW CONN | 3194
MVP20-1AD/A101-ACT | MVP20,3/4"REG RG.A DUAL,25%RED,SOV,3/4"SW CONN,ACT | 2839
MVP20-1AD/B131-ACT | MVP20,3/4" REG RG.A DUAL,SOV,50%RED,1-1/4" SW,ACT | 3194
MVP20-1AK-H/0121-ACT | MVP20,3/4" HA4AK,RG.A,SOV,HW,ACT,1" SW CONN | 2286
MVP20-1AK/0101-ACT | MVP20,3/4" HA4AK RG.A, SOV,ACT,3/4" SW CONN | 2131
MVP20-1AK/B121-ACT | MVP20,3/4" HA4AK RGA,SOV,50% RED,1" SW CONN,ACT | 2207
MVP20-1AO/0101-ACT | MVP20,3/4" OUT PRES REG RG V,SOV,ACT,3/4" SW CONN | 2445
MVP20-1AS/B121-ACT | MVP20,3/4"REG,RGA,ELEC,SOV 50%RED,ACT 1"SW CONN | 2505
MVP20-2/0001-ACT | MVP20,3/4" SOL,HEV,ACT,3/4" SW CONN | 1980
MVP20-2/0021-ACT | MVP20,3/4" SOL,HEV,ACT,1" SW CONN | 2090
MVP20-2/0031-ACT | MVP20,3/4" SOL,HEV,ACT,1-1/4" SW CONN | 2324
MVP20-2MCV/0042-ACT | MVP20,3/4" MCV,1" HEV,ACT,1-1/2" BW CONN | 6818
MVP20-3-25/0021-ACT | MVP20,3/4" SOL,1" SCKHEV,ACT,1" SW CONN | 2371
MVP20-3-32/0031-ACT | MVP20,3/4" SOL,1-1/4" SCKHEV,1-1/4" SW CONN, ACT | 2605
MVP20-3/0001-ACT | MVP20,3/4" SOL,SCKHEV,ACT,3/4" SW CONN | 2260
MVP20-3/0021-ACT | MVP20,3/4" SOL,SCKHEV,ACT,1" SW CONN | 2371
MVP20-3/0031-ACT | MVP20,3/4" SOL,SCKHEV,SS,ACT,1-1/4"SW CONN | 2605
MVP20-3/B001-ACT | MVP20,3/4" SOL,SCKHEV,50% RED,ACT,3/4" SW CONN | 2260
MVP20-4-H/0021-ACT | MVP20,3/4" SOL,SCK,HW,ACT,1" SW CONN | 2397
MVP20-4AK/0101-ACT | MVP20,3/4" HA4AK,RG.A,SCK,ACT,3/4" SW CONN | 2427
MVP25-1-H/2021-ACT | MVP25,1" SOL,SOV,ACT,HW,1" SW CONN | 2427
MVP25-1/2021-ACT | MVP25,1" SOL,SOV,ACT,1" SW CONN | 2348
MVP25-1/2031-ACT | MVP25,1" SOL,SOV,ACT,1-1/4" SW CONN | 2613
MVP25-1A/2131-ACT | MVP25,1" REG,RG.A,SOV,SS,ACT,1-1/4"SW CONN | 2560
MVP25-1A/2142-ACT | MVP25, 1" REG RG. A, SOV, 1 1/2" BW, ACT COATED | 2945
MVP25-1AB/2142-ACT | MVP25, 1" REG RG. A, WO, SOV, 1 1/2" BW, ACT | 3329
MVP25-1AD/2131-ACT | MVP25, 1" REG RG. A DUAL,SOV,ACT,1-1/4" SW CONN | 3354
MVP25-1AK/2121-ACT | MVP25,1" HA4AK RG A,SOV,1" SW CONN, ACT | 2381
MVP25-1AK/2131-ACT | MVP25, 1" HA4AK, RG.A SOV, 1-1/4" SW, ACT | 2646
MVP25-1AS/2131-ACT | MVP25,1" REG W/ELEC SO, RG.A,SOV,ACT1-1/4" SW CONN | 2944
MVP25-2/2031-ACT | MVP25,1" SOL,HEV,1-1/4" SW CONN | 2635
MVP25-3/2021-ACT | MVP25,1" SOL,SCKHEV,ACT,1" SW CONN | 2758
MVP25-3/2031-ACT | MVP25, 1" SOL, SCKHEV, ACT, 1-1/4" SW CONN | 2993
MVP25-3/2042-ACT | MVP25, 1" SOL, SCKHEV, ACT, 1-1/2" BW CONN | 3457
MVP25-4/2021-ACT | MVP25,1" SOLENOID,SCK,ACT,1" SW CONN | 2707
MVP25-4A/2131-ACT | MVP25,1" REG,RG A,SCK,SS,ACT,1-1/4"SW CONN | 2920
MVP25-4AK/2121-ACT | MVP25,1" HA4AK,RG.A,SCK,ACT,1" SW CONN | 2741
MVP32-1A/3131-ACT | MVP32,1-1/4" REG RG. A,SOV,ACT,1-1/4" SW CONN | 2674
MVP32-1AB/3142-ACT | MVP32,1-1/4" REG RG.A WO,SOV,ACT,1-1/2" BW CONN | 3418
MVP32-1AD/3142-ACT | MVP32,1-1/4" REG RG. A DUAL,SOV,ACT,1-1/2" BW CONN | 3828
MVP32-1AS-H/3131-ACT | MVP32,1-1/4" REG RG. A ELEC,SOV,HW,ACT,1-1/4" SW | 3137
MVP32-1AS/3131-ACT | MVP32,1-1/4" REG RG.A ELEC,SOV,ACT,1-1/4" SW CONN | 3058
MVP32-1AS/3142-ACT | MVP32,1-1/4" REG RG. A ELEC,SOV,ACT,SS,1-1/2" BW | 3418
MVP32-2/3031-ACT | MVP32,1-1/4" SOL,HEV,ACT,1-1/4" SW CONN | 2718
MVP32-2/3042-ACT | MVP32, 1-1/4" SOL, HEV, ACT, 1-1/2" BW CONN | 3154
MVP32-2SD/3031-ACT | MVP32,1-1/4" 2-STEP SOL,HEV,1-1/4" SW CONN, ACT | 3354
MVP32-2SD/3042-ACT | MVP32,1-1/4" 2-STEP SOL,HEV,1-1/2" BW CONN, ACT | 3790
MVP32-3SD/3042-ACT | MVP32, 1-1/4" TWO-STEP SOL, SCKHEV, 1-1/2" BW, ACT | 4267
MVP32-4AB/3131-ACT | MVP32,1-1/4" REG RG.A,WO,SCK,ACT, 1-1/4" SW CONN | 3539
MVP32-4AK/3131-ACT | MVP32,1-1/4" HA4AK,RG.A,SCK,ACT,1-1/4" SW CONN | 3241
MVP40-1/4041-ACT | MVP40,1-1/2" SOL,SOV,ACT,1-1/2" SW CONN | 3668
MVP40-1AB/B151-ACT | MVP40,1-1/2" REG RG.A,WO,SOV,ACT,50% RED,2" SW | 4200
MVP40-1AD/4141-ACT | MVP40,1-1/2" DUAL REG RG. A,SOV,ACT,1-1/2" SW CONN | 4435
MVP40-1AD/4151-ACT | MVP40,1-1/2" DUAL REG RG. A,SOV,ACT,2" SW CONN | 4610
MVP40-1AS/4141-ACT | MVP40,1-1/2" REG RG.A,ELEC,SOV,ACT,1-1/2" SW CONN | 4025
MVP40-1AS/4151-ACT | MVP40,1-1/2" REG RG.A,ELEC SO,SOV,ACT,2" SW CONN | 4200
MVP40-1AS/B151-ACT | MVP40,1-1/2" REG RG.A,ELEC,SOV,50% RED,ACT,2" SW | 4200
MVP40-1SD/4051-ACT | MVP40,1-1/2" 2-STEP SOLENOID,SOV, ACT, 2" SW CONN | 4478
MVP40-4AK/4151-ACT | MVP40,1-1/2" HA4AK RG.A,SCK,ACT,2" SW CONN | 4450
MVP40-4SD/4051-ACT | MVP40,1-1/2" 2-STEP SOLENOID,SCK, ACT, 2" SW CONN | 5028
MVP50-1/5051-ACT | MVP50, 2" SOLENOID, SOV, ACT, 2" SW CONN | 4033
MVP50-1AB/5151-ACT | MVP50,2" REG RG.A WO,SOV,ACT,2" SW CONN | 4457
MVP50-1AB/5162-ACT | MVP50,2" REG RG.A WO,SOV,ACT,2-1/2" BW CONN | 4894
MVP50-1AD/5162-ACT | MVP50,2" DUAL REG RG. A/A,SOV, ACT ,2-1/2" BW CONN | 5304
MVP50-1AK/5151-ACT | MVP50,2" HA4AK, RG.A,SOV,2" SW CONN, ACT | 4159
MVP50-1AO/5151-ACT | MVP50,2" OUTLET PRES REG RG. V,SOV,ACT, 2"SW | 4473
MVP50-1AO/5351-ACT | MVP50,2" OUTLET PRES REG RG.B,SS,ACT,SOV,2" SW | 4473
MVP50-1AOS/5351-ACT | MVP50,2" OUTLET PRES REG RG.B,ELEC,SOV,ACT,2" SW | 4857
MVP50-4AK/5151-ACT | MVP50,2" HA4AK RG.A,SCK,ACT,2" SW CONN | 4774
MVP50-4AK/5162-ACT | MVP50,2" HA4AK RG A,SCK,ACT,2-1/2" BW CONN | 5219
MVP50-4MCV/5051-ACT | MVP50,2"MCV,SCK,ACT,2"SW CONN | 8818
MVP50-4SD/5051-ACT | MVP50,2" 2-STEP SOLENOID,SCK,ACT,2" SW CONN | 5293
PVA/1-ACT | DUAL PILOT SOL VLV ASSY FOR HS9B,ACT,1/2"SW FLGS | 655
RS150C-ACT | 1-1/2"REFRIG EXP REG. GLOBE,SW,SC,ACT | 526
RS150H-ACT | 1-1/2" NH3 EXP REG,GLOBE,SW,BAR HANDLE,ACT | 526
RS200C-ACT | 2"REFRIG.EXP.VLV,GLOBE,ACT,SW,SC | 596
RS200CE-ACT | 2" NH3,EXP REG.GLOBE,SW,SC,ACT,CE-CATII,MODH,EF107 | 596
RS200H-ACT | 2" NH3 EXP REGULATOR GLOBE, ACT, SW, BAR HANDLE | 596
RSB051C-ACT | 1/2" EXP. VLV GLOBE,BLTD. BON,ACT,SW,SC,T-STYLE | 210
RSB076C-ACT | 3/4"EXP.REG.GLOBE,BLT BONNET,SW,SC,ACT,T-STYLE | 235
RSB076H-ACT | 3/4" EXP VLV,GLOBE,BLT BON,SW,T-STYLE,ACT,BAR HNDL | 235
RSB101C-ACT | SHUTOFF VLV,T-STY EXPANSN GLOBE SC,ACT,1" SW,4BLT | 275
RSB101H-ACT | 1" EXP REG,GLOBE,T-STY,BLT BNT,SW,ACT,BAR HANDLE | 275
RSB126C-ACT | 1-1/4"EXPAN VLV,T-STY GLOBE,ACT,SC 1-1/4"SW,4BLT | 344
RSB126H-ACT | 1-1/4" EXP VLV,T-STY,GLOBE SW,ACT,4-BLT,BAR HANDLE | 344
RSE076H-ACT | 3/4" HEV,GLB.EXT.NECK,BLT.BNT,ACT,SW,HW | 343
RSE150H-ACT | 1-1/2"EXP.VALVE,GLB,SW,EXT NECK,HW,ACT | 689
RW251H-ACT | 2-1/2" NH3,HAND EXP REG,GLB,BW,BAR HANDL,ACT | 957
RW301H-ACT | 3" AMMONIA EXPANSION VLV,GLOBE,BW,HW,ACT | 1292
ST050-ACT | 1/2"REFRIGERNT STRAINR CLOSE-COUPLD 100 MESH,ACT | 114
ST050D-ACT | REFRIG STR. DRAIN PLUG,CLOSE-COUPLED 100 MESH, ACT | 141
ST100-ACT | 1" REFRIGRNT STRAINR,ACT,CLOSE-COUPLD,60 MESH | 273
ST200-ACT | 2" REFRIGERANT STRAINR CLOSE COUPLD,ACT,60 MESH | 596
ST250-ACT | 2-1/2" REFRIG STRAINR,ACT,CLOSE-COUPLED,60 MESH | 826
ST300-ACT | 3"REFRIGERNT STRAINR CLOSE-COUPLD,60 MESH,ACT | 998
STW100/0004-ACT | 3/4"REFRG STRN 60mesh WELDINLINE,ACT,3/4"SW X BW | 580
STW100/0024-ACT | REFRIG STRN,60 MESH,WELD IN,ACT,1" SW X BW | 580
STW100/0034-ACT | REFRG STRN 60mesh,WELD IN,ACT,1-1/4"" SW X BW | 580
STW200/0044-ACT | 2"(50mm)STRN 60MESH WELD INLINE,ACT,1-1/2" SW/BW | 1076
STW250/0061-ACT | 2-1/2" STRAINER WELD IN LINE2-1/2" SW CONN, ACT | 1555
STW300/0072-ACT | 3"(80mm)STRN 60MESH WELD IN-LINE 3" BW CONN, ACT | 1900
STW400/0082-ACT | REFRIG STRAINER 4" WELD IN LINE,ACT,BW CONN | 3075
STW500-ACT | 5" REFRIGERANT STRAINER,BUTT WELD END,ACT | 4000
STW600-ACT | 6" REFRIGERANT STRAINER BUTT WELD,ACT,60 MESH | 6962
UK050-ACT | #050 FLANGE UNION KIT,ACT | 58
UK100-ACT | #100 FLANGE UNION KIT,ACT | 73
UK200-ACT | #200 FLANGE UNION KIT,ACT | 164
VS150C-ACT | 1-1/2" ANGLE HEV, SW, SEAL CAP, ACT | 526
VS200H-ACT | 2" (50MM) NH3 EXP REG,ANGLE,ACT,SW,BAR HANDLE | 596
VSB050C-ACT | 1/2"EXP.REG.ANGLE,BOLTED BONNET,ACT,SW,SC | 210
VSB075C-ACT | 3/4" EXP. REG. ANGLE,BLTD BNT,SW,SC,ACT | 235
VSB100C-ACT | 1"EXPANSION REG,ANGLE BOLTD BONNT,ACT,SW,SC | 264
VSB125C-ACT | 1-1/4"EXPANSN REG.ANGLE BOLT BONNT,SW,SC | 344
VSE050H-ACT | 1/2" EXP VLV,ANG,SW,EXTENDED NECK,ACT,BAR HNDL | 299
VSE150H-ACT | 1-1/2" EXP VALVE,ANG,SW,EXTEND NECK,HW,ACT | 689
VT038H-ACT | 3/8" EXPANSION REG. ANGLE,THREADED,HANDWHEEL,ACT | 173
VTB075C-ACT | 3/4"EXPANSION ANGLE,BOLTED BONNET,ACT,THD.,SC | 231

## Parts
LP0221a LIST PRICE SCHEDULE
LIST PRICES SHOWN ARE FOR REFERENCE ONLY. FINAL PRICING & AVAILABLITY IS PER FACTORY.
(Use appropriate Parts Multiplier)
Item | Description | Price
20-1018 | KIT, SWITCH, HLLSW, LONG LEADS FOR PURGER | 587
20-1065 | BRACKET, PURGER FRAME | 55
20-1073 | BUBBLER BRACKET FOR AP AUTO-PURGER | 102
20-1107 | SCREW,PHILLIPS PAN HEAD 6-32 X 1"S.S W/NYLON PATCH | 13
20-1123 | TOP ADAPTER FOR AUTO-PURGER | 246
20-1125 | SCREW, SKT SET 6-32 FLAT POINT | 13
20-1131 | AP 8-POINT TIMER BOARD LESS PLUG-IN CONNECTOR MXE | 1719
20-1134 | INSULATION, PURGER | 887
20-1157 | FITTING, 1/4 FPT x 3/8 ST TUBE | 35
20-1173 | 3/8" RIGHT ANGLE CONNECTOR FOR AUTO-PURGER MXE | 17
20-1179 | KIT,CNTRL, LVL MAST 120V 1/2" NPT CONN, MXE | 2194
20-1182 | 1/4" ASCO SOL VALVE NO 8262G80(3/64"PORT) 120/60 | 462
20-1183 | (WHITE) CHECK VALVE,1 PSID W/1/32" ORIFICE,FOR AP | 238
20-1184 | (BLUE) CHECK VALVE, 30 PSID FOR AP | 238
20-1185 | (GREEN) CHECK VALVE, 225 PSID FOR AP | 245
20-1186 | RATE METERING VALVE FOR AUTO-PURGER | 577
20-1187 | SS BALL BEARING | 14
20-1188 | U-BOLT FOR AP AUTO-PURGER | 42
20-1189 | U-BOLT, FOR 3/4" PIPE.. | 14
20-1194 | LOCK, LATCH MECHANISM FOR AUTO-PURGER MXE | 101
20-1195 | PURGER BOARD CABLE MXE | 66
20-1196 | TIMER BOARD CABLE MXE | 66
20-1197 | PURGER TO TIMER CABLE MXE | 63
20-1198 | METERING VALVE SEAL KIT | 42
20-1201 | SOLENOID COIL-120V/60HZ/6 WATT (ASCO VALVES ONLY) | 137
20-1205 | TRANSFORMER-115/60HZ-24V/60HZ MXE | 119
20-1206 | 8 POINT SELECTOR SWITCH FOR AP08 MXE | 177
20-1207 | ROTARY SWITCH FOR 16POINT AUTO-PURGER MXE | 356
20-1208 | KNOB FOR AUTO-PURGER MXE | 16
20-1209 | BLOCK, TERMINAL 20 POSITION MXE | 55
20-1212 | GASKET-TOP ADAPTER | 35
20-1214 | CHECK VALVE SEAL KIT | 28
20-1215 | TUBING, 304 SS, 3/8" OD X .035 | 7
20-1236 | 1/2" NPT X 2" NIPPLE | 16
20-1236ACT | 1/2" NPT X 2" NIPPLE,ACT | 23
20-1238 | CLAMP, BUBBLER 3-1/2"-#8. | 16
20-1240 | SEE GA1 PROD TO "GA1" | 217
20-1242 | TUBING, 3/8"OD PLASTIC | 15
20-1248 | SCREW COVER PULL BOX | 14
20-1250 | O-RING, (-006), METERING VALVE | 13
20-1252 | SEAL, BODY FOR NUPRO M SERIES | 13
20-1254 | SCREW, 1/4"-20 x 1/2" | 13
20-1255 | SCREW, 1/4"-20 x 3/4" PLATED ZINC & YELLOW | 13
20-1278 | FUSE BOX HOLDER MXE | 20
20-1280 | 4-DIGIT COUNTER WITH RESET & BRACKET MXE | 218
20-1281 | 5 AMP FUSE FOR AUTO-PURGER MXE KB | 14
20-1283 | SCREW, 7/16"-20x1-1/4" HEX HD C | 13
20-1291 | SCREW, 6-32 x 1/2" FLAT HEAD MXE | 13
20-1311 | KIT,LIQUID DRAINER,3/4" FPT X 1/2",APW,APPT | 661
20-1328 | 8-PIN SOCKET FOR TIME DELAY RELAY MXE | 25
20-1329 | SCREW,(B)1/4"-20 X 1" FLAT HEAD MXE | 13
20-1346 | TERMINAL 14 POSITION BLOKPM1 MXE | 42
20-1349 | 16-POINT TIMER CABLE MXE | 67
20-1359 | WIRE, HOOK-UP 18AWG BLACK MXE | 13
20-1361 | KEY, ALLEN HEX .050 | 13
20-1369 | SWITCH, ON-OFF CETRALLAB #1460 | 109
20-1379 | O-RING (-238) BUBBLER.. | 0
20-1386 | 1" PVC UNION | 67
20-1393 | FITTING, 1/2"MPTx3/8" TUBE. HAN. DRILL 3/8" THRU | 19
20-1395 | NYLON FITTING FOR AUTO-PURGER 1/4" FPT X 3/8" TUBE | 19
20-1406 | NIPPLE, 1/2" x 3-1/2" | 17
20-1419 | COMPLETE CONTROL BOX ASSM. FOR AP01 AP,115V50/60 | 5381
20-1420 | COMPLETE CONTROL BOX ASSY FOR AP08 AP,115V50/60 | 8468
20-1421 | COMPLETE CONTROL BOX ASSY FOR AP16W,115V50/60 | 10935
20-1422 | COMPLETE CONTROL BOX ASSM. FOR APC PURGER,115V50/6 | 5381
20-1431 | WIRE, HOOK-UP 18AWG BLUE | 13
20-1439 | BLOCK, TERMINAL - 22 POSITION MXE | 57
20-1440 | BLOCK, TERMINAL, 4 POSIITON MXE | 16
20-1441 | POWER ELEMENT LEVEL CONTROL VALVE | 1095
20-1443 | STRIP, MARKER-22 POSITION MXE | 13
20-1444 | COMPLETE CONTROL BOX ASSM. FOR AP24 AP,115V50/60 | 12840
20-1446 | TERMINAL BLOCK, 24 POSITIONS MXE | 37
20-1451 | KIT, INSULATION FOR AP AUTO-PURGER | 1379
20-1453 | 5 POSITION BLOCK FOR PURGER BOARD MXE KB | 35
20-1454 | 7 POSITION BLOCK FOR PURGER BOARD MXE | 55
20-1455 | PHOENIX 10 POSITION BLOCK FOR TIMER BOARD MXE | 66
20-1456 | .02) SCREW, 6-32 PAN HEAD THD X 5/8 | 13
20-1457 | WATER CONDITIONING HOUSING | 377
20-1458 | WATER CONDITIONING CARTRIDGE | 267
20-1460 | WATER BUBBLER BRUSH | 42
20-1470 | BOLT, CARR. 3/8-16 X 2 UNC PLT | 13
20-1472 | SWITCH, 17 POSITION ROTARY MXE | 239
20-1473 | KIT,8-DIGIT COUNTER WITH RESET,230V MXE | 680
20-1477 | DRYER,SEALED TYPE W/1/4" FLARE | 42
20-1478 | DRYER SHELL HOUSING | 405
20-1479 | CORE, REPLACEABLE ACTIVATED | 102
20-1487 | FITTING, 1/4" MPT X 1/4" FLARE UN | 13
20-1488 | FITTING, 1/4" FPT X 1/4" FLARE UNION | 11
20-1489 | NUT, 1/4" FLARE | 15
20-1493 | ASSY., VALVE PACKAGE HACBN | 2874
20-1498 | TIME DELAY RELAY,1 HR FIX W/OFF SWITCH,120V MXE CE | 427
20-1499 | PURGER CONT BRD W/PLUG-IN CONN.ALL MODELS EXCEPT A | 1152
20-1500 | 8-PT TIMER BRD W/PLUG-IN CONN.ALL MODLS EXCEPT APC | 1771
20-1527 | 1/2"X6" X-H BLACK NIPPLE FOR AP AUTO-PURGER | 16
20-1528 | TIME DELAY RELAY,1 HR FIXED W/OFF SWITCH 220V MXE | 428
20-1535 | STRAINER SCREEN ASSY, PURGER METERNG LINE STRAINR | 109
20-1538 | REPAIR KIT FOR ASCO #302020 | 239
20-1545 | CONNECTOR,3/8" LIQUIDTIGHT STR MXE KB | 20
20-1546 | CONNECTOR,3/8" LIQUIDTIGHT 90 MXE CP | 25
20-1547 | CONDUIT,3/8"SEAL TITE FLEXIBLE MXE | 15
20-1602 | 240/24 TRANSFORMER FOR AUTO-PURGER MXE | 129
20-1606 | ASSEMBLY,WELDED LIQUID LINE | 360
20-1642 | ORIFICE PLATE FOR 1 PSID CHECK VLV,FOR AUTO-PURGER | 14
20-1647 | LEVEL CNTRL VLV W/HEATER, 220 VOLT AUTO-PRGR | 2194
20-1648 | 1/2" METERING STRAINER ASSEM. | 268
20-1652 | CMPLT CTRL BX ASSEM AP08E AUTO-PURG,230V50/60 | 10512
20-1665 | CMPLT CTRL BX ASSY AP08WN AUTO-PURG,115V60 | 12147
20-1689 | COMPLETE CONTROL BOX ASSM. FOR AP16 AUTO-P,230V/50 | 10935
20-1694 | 1 AMP FUSE FOR AUTO PURGER MXE | 12
20-1696 | 1AMP FUSE, FAST ACTING 5MM | 14
20-1697 | FUSE, 2 AMP FAST-ACT 5MM X 20MM | 14
20-1698 | 3AMP FUSE, FAST ACTING 5MM | 14
20-1713 | NYLON ELBOW TUBE, 3/8" X 1/4" MPT | 25
20-1714 | USE 20-1186, VALVE, SS-4MG2 FINE METERING | 592
20-1721 | CMPLT CNTR BOX ASSEM AP01N AUTO-PURG,115V50/60 | 9067
20-1724 | PATCH A, PVC INSULATION JACKET | 14
20-1725 | PATCH B, PVC INSULATION JACKET | 14
20-1726 | PATCH C, PVC INSULATION JACKET | 14
20-1727 | PATCH D, PVC INSULATION JACKET | 14
20-1730 | AP16E CONTROL ENCLOSURE | 11903
20-1732 | CMPLT CTRL BX ASSEM AP16N AUTO-PURG,115V50/60 | 10935
20-1737 | METERING STRAINER BASKET KIT | 124
20-1738 | FLOAT BALL ASSEMBLY FOR AUTO-PURGER | 325
20-1739 | KIT, POWER ELEMENT 230V LMC-DA-1 | 1095
20-1747 | PACKING (TFE GUIDE RING) NUPRO | 13
20-1752 | 15WATT,120V HEATER FOR SPORLAN LVL CONTRL | 508
20-1753 | LEVEL CONTROL VALVE HEATER 15 W, 240 VOLT | 508
20-1758 | SCREW,6-32 X 1/2"SL.HEX WASHER MXE | 14
20-1759 | FLOAT SWITCH SPACER FOR MODEL APF AUTO-PURGER | 100
20-1760 | SCREW,SET 8-32 X 1/4" HS NYLON | 15
20-1763 | KIT,30 PSID "E" LOAD CK VALVE | 287
20-1770 | COMPLETE CONTRL BOX ASSY FOR AP08 220V AUTO-PURGER | 8468
20-1773 | AP PURG CONTROL BOARD LESS CON, 120V/240V MX | 1011
20-1776 | BUBBLER ASSEMBLY FOR HALOCARBON PURGERS | 452
20-1802ACT | NIPPLE, 3/4" X 2-1/2" SCH 80,ACT | 25
20-1806 | VALVE PACKAGE | 1531
20-1816 | CONDUIT, 3/8" EXTRA FLEX. MXE | 14
20-1834 | COMPLETE CONTROL BOX ASSY,AP24(2) | 12595
20-1835 | BOARD, RELAY 115V 4-POINT | 431
20-1837 | CABLE, CONTROL BOARD FOR APM | 83
20-1841 | CONTROL BOX, 115V 4-POINT | 4755
20-1842 | ASSY, CONTROL BOX, 230V 4-POINT | 4755
20-1844 | CONTROL BOX WITH CONTROL AND POWER BOARDS FOR APM | 3100
20-1845 | 4-POINT POWER BOARD FOR APM | 1428
20-1857 | PRESSURE TRANSDUCER KIT FOR APM | 852
20-1892 | INSULATION JACKET FOR APM PURGER | 549
20-1934 | COUPLING, 1/4"NPT FULL, MODIFI MXE | 21
20-1941 | PRIMARY STRAINER FOR APM | 291
20-1942 | POWER INTERLOCK PLUG-IN CONN FOR APM AUTO-PURGER | 37
20-1943 | STRAINER/ORIFICE CARTRIDGE FOR APM | 101
20-1947 | LABEL REPLACEMENT, FRONT DOOR, 4-POINT, APM | 81
20-1948 | ROTARY SWITCH WITH LEADS FOR AP08 | 1475
20-1952 | O-RING, (-013) METERING CARTRIDGE,4PT | 13
20-1959 | KIT, APW/APM WATER BUBBLER | 643
20-1975 | COVER, DEVICE BOX 1/2" | 34
20-1983 | REDUCER, 3/8"X 1/4" MPT BRASS | 15
20-1985 | WATER FLOW CONTROLLER FOR AP,APM,&APP | 92
20-1986 | BALL VALVE, 1/2" | 28
20-1988 | LABEL FOR AP08 CONTROL BOX DOOR PANEL (FRONT) MXE | 136
20-1990 | LABEL FOR AP01 MXE | 116
20-1992 | AP16 DOOR LABEL 12 MXE | 75
20-2001 | 7/16"-14X1-3/4"FLANGE BOLT FOR APM PURGER | 15
20-2006 | ROTARY SWITCH WITH LEADS FOR AP16 | 1847
20-2010 | TOP JACKET INSULATION PATCH FOR APM PURGER | 71
20-2011 | BOTTOM JACKET INSULATION PATCH FOR APM PURGER | 16
20-2061 | FOLLOWER, TVALVE | 29
20-2066 | CHECK VALVE SEAL FOR AUTO PURGER CP | 14
20-2097 | SIDE JACKET INSULATION PATCH FOR APM PURGER | 16
20-2146 | WELDMENT,UPPER LIQUID LINE,MAP | 70
20-2166 | O-RING FOR NEAP FLOAT BALL SEAT | 14
20-2167 | VESSEL COVER O-RING FOR NON-ELECTRICAL AUTO-PURGER | 25
20-2173 | WIRE, .055 302 STAINLESS STEEL | 14
20-2177 | STRAINER/ORIFICE SCREEN ASSEMBLY KIT FOR APM | 92
20-2180 | CONDUIT ASSM FOR APM LIQ.DRAINER SOL VALVE | 206
20-2181 | CONDUIT ASSM FOR APM LIQUID FEED SOL VALVE | 206
20-2193 | 4-POINT POWER BOARD FOR APM (20.1845 REWORKED) | 1474
20-2199 | 80 PSID CHECK VALVE ASSM TEMP VLV,FOR NEAP PURGER | 292
20-2200 | TEMPERATURE VALVE ASSEMBLY KIT FOR NEAP PURGER | 201
20-2201 | FLOAT BALL PLUNGER KIT FOR NEAP PURGER | 138
20-2202 | KIT, FLOAT BALL SEAT, NEAP | 136
20-2203 | STRAINER ORIFICE KIT FOR NEAP | 179
20-2204 | 225 PSI CHECK VALVE KIT FOR APM & NEAP PURGER | 146
20-2207 | SIGHT GLASS, NEAP | 36
20-2217 | PRESSURE TRANSDUCER, 100mV OUTPUT | 869
20-2226 | 7-DAY TIME CLOCK FOR AUTO-PURGER, 115V 50/60HZ | 504
20-2227 | 7-DAY TIME CLOCK FOR AUTO-PURGER, 230V 50/60HZ | 517
20-2229 | 120V QUARTZ 7-DAY TIMER FOR AUTO-PURGER MXE KB | 517
20-2270 | WIRE, GROUNDING | 19
20-2271 | SHIELD FOR APM CONTROL BOARD CP | 37
20-2282 | APMF AIR INDICATOR COLUMN | 549
20-2285 | STRAINER/ORIFICE SCREEN ASSEMBLY KIT FOR APMF | 163
20-2300 | 4-POINT CONTROL BOARD ASSEMBLY FOR APM | 1737
20-2303 | TEMP SENSOR ASSY FOR THE APM AND APMF | 66
20-2304 | REPLACEMENT TUBING/FITTING FOR AP/APP WATER BUBBLR | 38
20-2305 | REPLACEMENT TUBING & FITTING FOR APM WATER BUBBLER | 37
20-2307 | 120V, 15 WATT CARTRIDGE HEATER ASSEMBLY FOR KIT | 17
20-2310 | PATCH, THERMOSTAT BULB (FOR APM PURGER) | 19
20-2312 | WATER INLET ASSY, APM/AP | 516
20-2369 | VALVE, NEAP, SPOR TXV, R717 | 1004
20-2372 | THERMOSTATIC EXPANSION VALVE, FLANGE MODIFIED MX | 38
20-2379 | 80 PSID CHECK VALVE ASSEMBLY FOR APM | 261
20-2388 | SPORLAN TXV, R507A | 600
20-2390 | FLANGE GASKET, SPORLAN LEVELMASTER, PXV | 13
20-2395 | CONTROL ENCLOSURE FOR APMC AUTO-PURGER | 3100
20-2396 | BOARD, CONTROL, APMC | 1727
20-2399 | LABEL, AP PLUS DOOR (POLYESTER MATERIAL) MXE | 61
20-2400 | KIT, BASIC, MAINTENANCE FOR AP | 1263
20-2401 | KIT, COMPLETE, MAINTENANCE FOR AP | 1998
20-2410 | HEATER CONTACTOR MXE | 185
20-2411 | LCD CONTROL CONSOLE SERIAL CABLE MXE | 128
20-2415 | PROGRAMMABLE LOGIC CONTROLLER DUMMY MODULE MXE | 30
20-2428 | ELECTRIC HEATER, 115V | 344
20-2429 | THERMOCOUPLE, APP PLATE | 224
20-2430 | THERMOCOUPLE, APP LIQUID | 299
20-2431 | THERMOCOUPLE, APP SHELL | 291
20-2432 | KIT, VAPOR TRAP, APPT | 951
20-2464 | TRANSFORMER, TOROIDAL, STEP-DOWN, 225VA MXE | 471
20-2471 | POWER BOARD FOR APMC | 1428
20-2477 | ELECTRIC HEATER, 230V | 268
20-2489 | CHECK VALVE, 1 PSID NO ORIFICE, FOR APP | 225
20-2496 | CAPACITOR, CERAMIC, 0.1 MICRO FARAD | 16
20-2532 | BRACKET, THERMOSTAT-ADJUSTABLE, MX | 14
20-2539 | ADAPTER, 1/4" NPT X 1/4" NPT | 40
20-2568 | KIT, POWER SUPPLY, APP/APPT | 116
20-2571 | KIT, BATTERY, APPT TOUCH PANEL | 151
20-2578 | KIT,TOUCH PANEL DISPLAY,APPTC,PROGRAMMED | 2546
20-2579 | KIT,TOUCH PANEL DISPLAY,APPTC-2,PROGRAMMED | 2546
20-2580 | KIT,TOUCH PANEL DISPLAY,APPT08,PROGRAMMED | 2546
20-2581 | KIT,TOUCH PANEL DISPLAY,APPT08-2,PROGRAMMED | 2546
20-2582 | KIT,TOUCH PANEL DISPLAY,APPT16,PROGRAMMED | 2546
20-2583 | KIT,TOUCH PANEL DISPLAY,APPT16-2,PROGRAMMED | 2546
20-2584 | KIT,TOUCH PANEL DISPLAY,APPT24,PROGRAMMED | 2546
20-2585 | KIT,TOUCH PANEL DISPLAY,APPT24-2,PROGRAMMED | 2546
20-2587 | KIT, (2) FLOAT BALL RET WIRE, NEAP | 15
20-2589 | KIT,APP24,COMP CONTROL BOX | 15475
20-2596 | KIT,THERMOSTATS,W/BUSHINGS & BRACKETS,AP | 434
20-2620 | KIT, FUSE, 2 AMP, 115V PURGER | 13
20-2621 | KIT, FUSE, 15 AMP, 115V PURGER | 13
20-2622 | KIT, FUSE, 3 AMP, 220V PURGER | 14
20-2623 | KIT, FUSE, 8 AMP, 220V PURGER | 14
20-2624 | KIT, PLC, 12 POSITION, APP08, PGMD | 1308
20-2625 | KIT,PLC,8 POSITION,APPC,PGMD | 1134
20-2626 | KIT,PLC MODULE,THERMOCOUPLE INPUT,ENHANCED | 899
20-2627 | KIT, PLC MODULE, CURRENT INPUT | 659
20-2628 | KIT, PLC MODULE, AC OUTPUT 20-2407 | 177
20-2629 | KIT, PLC MODULE, AC INPUT/OUTPUT | 177
20-2631 | KIT, PLC MODULE, AC INPUT, APP/APPT24-2 | 175
20-2632 | KIT, PLC, 12 POSITION, APP16, PGMD | 1319
20-2633 | APW, VALVE PACKAGE WELDED | 1987
20-2638 | KIT, PLC, 12 POSITION, APP24, PGMD | 1319
20-2639 | KIT, PLC, 8 POSITION, APPC-2, PGMD | 1134
20-2640 | KIT, PLC, 12 POSITION, APP08-2, PGMD | 1134
20-2641 | KIT, PLC, 12 POSITION, APP16-2, PGMD | 1134
20-2642 | KIT, PLC, 12 POSITION, APP24-2, PGMD | 1134
20-2657 | KIT,AP PURG CNTRL BD LESS CON,120V/240V | 1011
20-2658 | KIT,FLANGE,1/2" SW,SPORLAN | 145
20-2659 | (SEE 20-1179)CONTROL,LVL MASTER,120V,1/2" NPT CONN | 2925
20-2680 | APPT24 COMP CNTRL BOX,W/ EXT WIRING | 20563
20-2686 | ASSY,APPTC-2 COMP CNTRL BOX,W/EXTERNAL WIRING | 14746
20-2687 | ASSY,APPTC COMP CNTRL BOX,W/EXTERNAL WIRING | 14746
20-2694 | KIT,MISC PARTS,APPT INSULATION | 1393
20-2695 | ASSY,APPT08-2,COMP CNTL BOX,W/EXT WIRING | 14746
20-2701 | KIT, INSULATION FOR APM AUTO-PURGER | 978
20-2704 | ASSY, APPT08, COMP CNTL BOX, W/EXT WIRING | 14746
20-2705 | ASSY,APPT16,COMP CNTL BOX,W/EXT WIRING | 14918
20-2706 | ASSY,APPT16-2,COMP CNTL BOX,W/EXT WIRING | 14918
20-2707 | KIT,ANGLE CHECK BODY,FOR APM | 61
20-2709 | KIT, APM PREVENTATIVE MAINTENANCE | 1076
20-2714 | KIT, APP(T)-115V, PREVENTATIVE MAINTENANCE | 1130
20-2715 | KIT, APP(T)-220V, PREVENTATIVE MAINTENANCE | 1130
20-2716 | KIT, NEAP, PREVENTATIVE MAINTENANCE | 1076
20-2717 | KIT, AP FOUL GAS LINE HARDWARE | 375
20-2718 | KIT, AP METERING LINE HARDWARE | 196
20-2719 | KIT, AP/APW PURGE GAS LINE HARDWARE | 238
20-2720 | KIT, AP SUCTION LINE HARDWARE | 228
20-2721 | KIT, AP LIQUID LINE HARDWARE | 805
20-2722 | KIT, AP REPLACEMENT LEDS | 155
20-2724 | KIT, AP CABLE SET | 116
30-0025 | FLANGE GASKET FOR TXV | 15
30-0063 | STRAINER GASKET FOR TXV | 16
30-0076 | BLANKING PLUG FOR 2"HOTV/HOTW | 1080
30-0083 | COVER GASKET FOR 2-1/2", 3" HOTV | 19
30-0163 | THERMOSTAT, 180F NOMINAL | 352
30-0182 | BONNET GASKET FOR 1" HOTV | 14
30-0187 | O-RING, (-036), 1"HOTV | 14
30-1101 | 1/2" FPT FLANGE KIT THERMOSTATIC EXPANSION VLV | 70
30-1102 | 1/2" SW FLANGE KIT FOR THERMOSTATIC EXP VALVE | 70
30-1103 | TSTAT REPLACE KIT,1-1/2"&2",RG A 130F(54C)NOMINAL | 352
30-1104 | TSTAT REPLACE KIT,1-1/2"&2",RG B 120F(49C)NOMINAL | 352
30-1105 | TSTAT REPLACE KIT,1-1/2"&2",RG D 140F(60C)NOMINAL | 352
30-1106 | TSTAT REPLACE KIT,2-1/2"&3",RG A 130F(54C)NOMINAL | 826
30-1108 | POWER ASSEMBLY KIT FOR LEVEL KING | 491
30-1109 | TSTAT REPLACE KIT,2-1/2"&3",RG B 120F(49C)NOMINAL | 826
30-1111 | 1/2"FPT FLANGE KIT FOR SPORLAN TXV | 70
30-1112 | TSTAT REPLACE KIT, 1", RG B 120F(49C) NOMINAL | 348
30-1113 | TSTAT REPLACE KIT, 1", RG D 140F(60C) NOMINAL | 348
30-1114 | KIT,2-1/2"-3" HOTV,SEAT RING,SPR,GSKT REPLACEMENT | 114
30-1115 | TSTAT REPLACE KIT, 1", RG G 170F(77C) NOMINAL | 348
30-1117 | TSTAT REPLACE KIT,1-1/2"&2",RG F 150F(66C)NOMINAL | 352
30-1118 | TSTAT REPLACE KIT,1-1/2"&2",RG H 110F(43C)NOMINAL | 352
30-1119 | TSTAT REPLACE KIT,2-1/2"&3",RG D 140F(60C)NOMINAL | 826
30-1120 | TSTAT REPLACE KIT, 1", RG H 110F(43C) NOMINAL | 348
30-1124 | GASKET KIT, 1" HOTV | 26
31-0056 | HEATER, RESISTOR, GAS SENSOR | 188
31-0067 | ELEMENT, NH3, 0-1000 PPM, STANDARD | 937
31-0068 | ELEMENT, NH3, 0-10,000 PPM, STANDARD | 405
31-0069 | ELEMENT, NH3, 0-1000 PPM, HARSH | 1178
31-0070 | ELEMENT, NH3, 0-10,000 PPM, HARSH | 645
31-0071 | ELEMENT, NH3, 0-10000 PPM, VENT LINE | 285
31-0072 | ELEMENT, HALO, 0-3000 PPM, BASIC | 110
31-0073 | ELEMENT, HALO, 0-3000 PPM, HARSH | 446
31-0191 | ELEMENT KIT, REPLACEMENT, STANDARD, 250 PPM | 268
31-0192 | ELEMENT KIT, REPLACEMENT, HARSH, 250 PPM | 323
31-1003 | KIT, ELEMEN,NH3, 0-1000 PPM, STNDRD,GAS SNSR (HEC) | 920
31-1004 | KIT,ELEMENT,NH3,0-10,000 PPM,STNDRD,GAS SNSR (HEC) | 1157
31-1005 | KIT,ELEMENT,NH3,0-1,000PPM,HRSH/XTRM,GS SNSR (HEC) | 1157
31-1006 | KIT,ELEMENT,NH3,0-10000PPM,HRSH/XTRM,GS SNSR (HEC) | 677
31-1007 | KIT,ELEMENT,NH3,0-10000PPM,VENT LINE,GS SNSR(HVSC) | 335
31-1008 | KIT, ELEMENT,HALO, 0-3000PPM, BASIC, GS SNSR (HSC) | 115
31-1009 | KIT, ELEMENT, HALO,0-3000PPM,HARSH,GS SNSR (HSC) | 464
31-1012 | SENSOR MODULE, NH3, 050/500 PPM (HEC) | 1096
31-1013 | SENSOR MODULE, NH3, 0-500/2000 PPM (HEC) | 1409
31-1015 | KIT, ELEMENT, HALO, 0-5000 PPM, VENT LINE (HVSC) | 335
31-1016 | KIT, ELEMENT, NH3, 0-10000 PPM, EXD (HEC) | 705
31-1017 | KIT, ELEMENT, HALOCARBON, 0-3000 PPM, EXD (HVSC) | 747
31-1018 | KIT, ELEMENT, NH3, 0-1000 PPM, EXD (HEC) | 1264
31-1019 | KIT, ELEMENT, NH3, 0-1000 PPM, BASIC (HEC) | 661
31-1020 | KIT, ELEMENT, NH3, 0-10K PPM, BASIC (HEC) | 101
31-1021 | KIT, ELEMENT, OYXGEN, 0-25%, BASIC (HEC) | 578
31-1024 | KIT,ELEMENT,NH3,0-100PPM,STD GS SNSR(100,250)(HEC) | 920
31-1025 | KIT,ELEMNT,NH3,0-100PPM,HRSH,GS SNSR(100,250)(HEC) | 1134
31-1026 | KIT,ELEMENT,NH3,0-250PPM,STANDARD (HEC) | 927
31-1027 | KIT,ELEMENT,NH3,0-250PPM,HARSH/EXTREME (HEC) | 1157
31-1033 | KIT, ELEMENT, NH3, 0-100PPM, LO TEMP, IP66,EC(HGD) | 864
31-1034 | KIT,ELEMENT, NH3, 0-1000PPM, LO TEMP, IP66,EC(HGD) | 864
31-1035 | KIT, ELEMENT, NH3, 0-5000PPM, LO TEMP,IP66,EC(HGD) | 864
31-1036 | KIT, ELEMENT, R22, 0-1000PPM, LO TEMP,IP66,SC(HGD) | 467
31-1037 | KIT, CALIBRATION (HGD) | 484
31-1038 | KIT,ELEMENT,R134A 0-1000PPM,LO TEMP,IP66,SC(HGD) | 467
31-1039 | KIT,ELEMENT,R404A,0-1000PPM,LO TEMP,IP66,SC(HGD) | 467
31-1040 | KIT, ELEMENT, R410 0-1000PPM, LO TEMP,IP66,SC(HGD) | 467
31-1041 | KIT,ELEMENT,R507A,0-1000PPM,LO TEMP,IP66,SC(HGD) | 467
31-1043 | KIT,ELEMENT,R407A,0-1000PPM,LO TEMP,IP66,SC(HGD) | 474
35-0188 | AIR SENSOR, PT1000 ASSEMBLY | 322
40-0142 | 3/4" MALE CAP-TYPE PROTECTOR | 13
40-0295 | 1/4" NPT PRESSURE GAUGE 600 PSI, INDICATOR NEEDLE | 14
40-1000 | KIT, EZLQ REPLACEMENT | 14
40-1003 | KIT, BLUE INSTALL DATE TAG | 17
40-1004 | KIT, GREEN INSTALL DATE TAG | 17
40-1005 | TOOL, EZA/B/C/LQ PROOF TEST | 170
40-1006 | TOOL, EZE/F PROOF TEST | 212
40-1007 | O-RING KIT, EZA/B/C/LQ | 20
40-1008 | O-RING KIT, EZE/F | 30
40-1011 | KIT, POP-EYE TEST MAGNET | 32
50-0017 | O-RING(-219), BONNET, 1",1-1/4" AS, GS, AT, GT | 16
50-0179 | O-RING(-110)STEM,1/2"-1-1/4" GT,AT,GS,AS,SHUT-OFF | 13
50-0186 | SCREW, PAN HEAD 6-32 x 2" SS | 13
50-0253 | O-RING(-206)STEM,1-1/2"CAL/2" SHUT-OFF | 13
50-0254 | SCREW,10-24X1/2"LONG HEX HEAD | 14
50-0259 | GASKET,BONNET,1-1/2",2"AS/GS/AW/GW SHUT | 16
50-0270 | SEAL CAP GASKET, 4" | 13
50-0293 | O-RING,(-312),STEM 2-1/2" THRU 4" SHUT-OFF VALVE | 13
50-0294 | BONNET BOLT FOR BLUE, 2-1/2" 3" AS/GS/AW/GW SHTOFF | 14
50-0310 | BONNET GSKT FOR 2-1/2", 3" AS/GS | 19
50-0315 | GASKET, SEAL CAP 2-1/2, 3" HV | 14
50-0324 | WASHER,O-RING BACKUP 2-1/2,3HV | 14
50-0333 | 7/16"-14 UNC X 1-1/2" HEX BOLT/ PLATED | 8
50-0351 | WASHER, O-RING BACKUP 1-1/2,2 | 13
50-0432 | O-RING (-021), 3/4" SEAL CAP | 13
50-0453 | O-RING,(-213)BNT 1/2"-3/4" AS/GS/AT/GT SHUT-OFF | 16
50-0458 | STEEL SEAL CAP FOR ABOVE VALVE | 57
50-0473 | BONNT BOLT,1/2"-20,FINHEX,1-1/2",2"AS/GS/AW/GW SOV | 13
50-0521 | BONNET BOLT FOR BLUE 4"5"6"GW/AW SHUT-OFF VALVE | 14
50-0537 | BONNET GASKET FOR 4" SHUT-OFF VALVE | 18
50-0545 | GLOBE SHUT-OFF VALVE, 1/4" FPT LESS SEAL CAP (GV6) | 113
50-0555 | CAP PLUG, 16A | 16
50-0571 | BAR HANDLE FOR GAUGE VALVES, ACT | 15
50-0617 | STEM, 3/8" PV | 16
50-0630 | WASHER,O-RING BACKUP FOR H8021 & H8022 | 13
50-0637 | O-RING, (-205), FOR H8021 & H8022 | 13
50-0638 | PACKING WASHER FOR H8021 & H8022 | 13
50-0639 | PACKING FOR H8021 & H8022 | 13
50-0640 | STUFFING BOX GLAND FOR H8021 & H8022 | 13
50-0683 | 1/2" NPT UNION | 42
50-0685 | 1" NPT UNION | 53
50-0686 | NIPPLE, 1" SCH 80 X 1-3/4" | 44
50-0688 | TEE, 1" NPT | 44
50-0689 | 90 DEG. 1" NPT ELBOW | 35
50-0707 | O-RING, (-319), STEM, 5" AND 6" | 14
50-0708 | O-RING, (-360), BODY, 5" SHUTOFF | 19
50-0709 | O-RING, (-365), BONNET FOR 6" GW/AW SHUT-OFF VALVE | 35
50-0730 | O-RING, (-229), SEAL CAP, 5" & 6" | 13
50-0749 | O-RING, (-320), STEM, 8" SHUTOFF | 13
50-0750 | O-RING, (-447), BODY, 8" SHUTOFF | 38
50-0761 | O-RING, (-332), SEAL CAP, 8" & 10" | 12
50-0805 | BONNT GASKT1/2",3/4" ASB,GSB,VSB,RSB SHUTOFF VLV | 15
50-0806 | BONNT GASKT 1",1-1/4" ASB,GSB,VSB,RSB SHUTOFF VLV | 15
50-0807 | 3/4" SCH 80 X 2" NIPPLE | 45
50-0809 | NEOPRENE 1" UNION GASKET | 13
50-0810 | NEOPRENE 1/2" UNION GASKET | 14
50-0811 | 3/4" NEOPRENE GASKET | 14
50-0813 | BONNET BOLT, 1/2"-1-1/4" ASB, GSB SOV | 12
50-0959 | BOLT, 3/4"-10 X 2 2/4", YELLOW PLATED | 14
50-1001 | BONNET ASSY,3/4" SCRW BNT RT/VT EXP REG. | 145
50-1005 | HANDWHEEL KIT FOR 1/2" - 1-1/4" SHUT-OFF VALVE | 45
50-1005ACT | HANDWHEEL KIT FOR 1/2" - 1-1/4" SOV,ACT | 62
50-1009 | BONNET ASSY,1/2" VT/RT SCRW BNT,EXP REG. | 198
50-1010 | BONNET ASSEMBLY FOR 1" OLD STYLE,SCRW BNT,EXP REG. | 237
50-1011 | BONNET ASSY.FOR 1-1/4" OLD STYLE SCRW BNT EXP.REG. | 204
50-1012 | BAR HANDLE KIT FOR 3/8" - 1-1/4" EXPANSION VALVE | 41
50-1013 | THROTT. PLUG ASSEM 1/2" RS/VS EXPAN REG | 131
50-1014 | THROTTLING PLUG ASSY 3/4" RT076,VT076,EXP.REG | 138
50-1015 | THROTTLING PLUG ASSM FOR 1" RS/VS/RSB/VSB EXP REG | 132
50-1016 | THROTTLG PLUG ASSY FOR 1-1/4 RS/VS/RSB/VSB EXP REG | 160
50-1021 | BONNET ASSY KIT,1",1-1/4" OLD STYL SCRW BONNET SOV | 163
50-1021ACT | BONNET ASSY KIT,1",1-1/4"OLD STYL SCRW BNT SOV,ACT | 228
50-1021Z | BONNT ASSY,1",1-1/4"OLD STYLE SCRW BNT,EXP REG,PLT | 193
50-1023 | GASKET KIT 1-1/2",2" AS/GS RS/VS SHUT-OFF VLV | 42
50-1024 | KIT,BONNET ASSY,1-1/2" & 2" AS/GS SOV,MVP | 329
50-1024ACT | KIT,BONNET ASSY,ACT,1-1/2"&2" AS/GS SOV,MVP | 461
50-1024E | KIT,BONNET ASSY,1-1/2" & 2" AS/GS SOV,MVP(P) | 329
50-1026 | HANDWHEEL KIT FOR 1-1/2"-2" AS/GS SHUT-OFF VALVE | 74
50-1026ACT | HANDWHEEL KIT FOR 1-1/2"-2" AS/GS SHUT-OFF VLV,ACT | 103
50-1027 | SEAL CAP KIT W\GASKET,1-1/2,2"AS/GS SOV,4" HCK2 | 92
50-1027ACT | SEAL CAP KIT W\GASKET 1-1/2,2"AS/GS SOV,ACT | 128
50-1028 | BONNET ASSY,1/2"& 3/4" OLD STYL,SCRW BNT SOV | 122
50-1030 | KIT,"G" BONNET 3/4" OLD STYLE SCR BNT EXP REG | 177
50-1031 | KIT,BONNET ASSY,1-1/2" RS/VS EXP REGULATOR,MVP | 406
50-1031ACT | KIT,BONNET ASSY,ACT,1-1/2" RS/VS EXP REG,MVP | 569
50-1032 | KIT,BONNET ASSY FOR 2" RS/VS EXP REGULATOR,MVP | 385
50-1036 | KIT,SEAL CAP,BLACK,3/8"-1-1/4" AS/GS,AT/GT | 40
50-1037 | HANDWHEEL KIT FOR 2-1/2" & 3" 4" SHUT-OFF VALVE | 103
50-1037ACT | HANDWHEEL KIT FOR 2-1/2" & 3" 4" SHUT-OFF VLV,ACT | 145
50-1038 | SEAL CAP KIT FOR BLUE 2-1/2", 3",4" SOV,5"HS9BW | 152
50-1038ACT | SEAL CAP KIT FOR BLUE 2-1/2",3",4" SOV,ACT | 213
50-1039 | BAR HANDLE KIT 1-1/2",2" RS/VS,RW/VW EXPANSION REG | 57
50-1040 | GASKET KIT FOR 3/8"-1-1/4" AS/GS/AT/GT SOV | 32
50-1041 | BONNET ASSY KIT 3/8",1/2",3/4" SCWD BNT SOV,OLD ST | 138
50-1041ACT | KIT,BNT ASSY 3/8",1/2",3/4"SCWD BNT SOV,ACT,OLD ST | 194
50-1043 | GASKET KIT FOR 2-1/2",3" AS/GS,AW/GW SOV,HSCK | 44
50-1044 | BONNET ASSY FOR 2-1/2"& 3" AS/GS, AW/GW SHUT-OFF | 427
50-1044ACT | BONNET ASSY,2-1/2"& 3" AS/GS,AW/GW SOV,ACT | 598
50-1046 | THROTTLING PLUG ASSY 1-1/2" RS/VS/RW/VW EXP REG. | 218
50-1047 | THROTTLING PLUG ASSM FOR 2"RS/VS EXP REGULATOR | 284
50-1048 | KIT,YELLOW SEAL CAP,1-1/2" - 2" HEV | 76
50-1048ACT | KIT,YELLOW SEAL CAP,1-1/2" - 2" HEV,ACT | 107
50-1049 | YELLOW SEAL CAP,O-RING 3/8"-1-1/4" EXPANSION REG | 42
50-1050 | SEAL CAP KIT, 2-1/2" - 4" HAND EXPANSION VALVE | 73
50-1051 | BAR HANDLE FOR 2-1/2", 3" EXPANSION REGULATOR | 70
50-1052 | BONNET ASSEMBLY FOR 3" AW/GW SHUT-OFF VALVE | 1143
50-1053 | THROTTLING PLUG KIT FOR RS/RSB/VS/VSB051 EXP REG. | 97
50-1054 | THROTTLING PLUG KIT FOR RS/RSB/VS/VSB076 EXP REG. | 99
50-1057 | BONNET ASSEMBLY FOR 3/4" RS,VS EXPANSION VALVE | 177
50-1058 | THROTTLING PLUG ASSEM 3" EXPANS REG | 539
50-1059 | THROTTLING PLUG ASSM FOR 2-1/2" EXPANSION VALVE | 519
50-1060 | THROTTLING PLUG ASSM 3/8"RT038,VT038 EXP.REG. | 92
50-1061 | KIT,THROTTLING PLUG,1/2" RT,VT EXP.REG. | 96
50-1062 | KIT,THROTTLING PLUG,3/4" RT,VT EXP.REG. | 129
50-1063 | THRTL PLUG KIT FOR RW401 & VW401 EXP REG. | 499
50-1065 | GASKET KIT FOR 4" AW401/GW401, AW402/GW402 | 60
50-1066 | BONNET ASSEMBLY KIT FOR AW402/GW402 SHUT-OFF VLV | 583
50-1066P | BONNET ASSY KIT FOR AW402/GW402 SOV(P) | 593
50-1067 | SEAT DISC ASSY FOR 4" GW,AW(BLUE)SHUT-OFF VALVE | 146
50-1068 | BONNET ASSEM RS125, VS125 EXPANSION REGULATOR | 217
50-1069 | BAR HANDLE KIT FOR GAUGE VALVES | 21
50-1070 | GASKET KIT FOR 1/4" GAUGE, PURGE & NEEDLE VALVES | 20
50-1071 | SC KIT,1/4" GAUGE VLV, HS7, 3/4"-1-1/4" HA4A, HS4A | 42
50-1072 | METAL SEAL CAP KIT FOR "G" VALVES W/WIRE SEAL ASSY | 67
50-1073 | SEAL CAP WIRE SEAL ASSY TO ABOVE VLV.(1-1/2"&2) | 84
50-1074 | GASKET KIT FOR 3/8" GAUGE, PURGE, & NEEDLE VLVS | 28
50-1075 | BAR HANDLE FOR H7773, H7774, H958 | 37
50-1078 | KIT, BONNET FOR 3" RW,VW EXPANSION VALVES | 538
50-1080 | BONNET ASSEMBLY FOR 5"SHUT-OFF VALVE GW500, AW500 | 955
50-1081 | KIT,BONNET ASSY,6"SHUTOFF | 1128
50-1082 | GASKET KIT FOR 5" SHUT-OFF VALVE AW500/GW500 | 73
50-1083 | GASKET KIT FOR 6" SHUT-OFF VALVE AW600/GW600 | 78
50-1084 | GASKET KIT FOR 8" SHUT-OFF VALVES AW800/GW800 | 149
50-1085 | BONNET ASSEMBLY FOR 8" SHUT-OFF VALVE AW800/GW800 | 2094
50-1089 | HW KIT FOR 5" AND 6" SHUT- OFF VLV,AW500H/GW500H | 158
50-1090 | HW KIT FOR 8"HANSEN AW800H/GW800H,SHUT-OFF | 291
50-1091 | SC KIT FOR 5&6"HANSEN AW500C/GW500C,SHUT-OFF | 146
50-1092 | SC KIT, 8" & 10" HANSEN SOV | 242
50-1094 | BONNET KIT FOR 1/2" AND 3/4" 4-BOLT SHUT-OFF VALVE | 163
50-1094ACT | BONNET KIT FOR 1/2" AND 3/4" 4-BOLT SOV,ACT | 228
50-1094Z | BONNET KIT FOR 1/2" AND 3/4" 4-BOLTSHUT-OFF, PLTD | 195
50-1095 | BONNET KIT FOR 1",1-1/4" BOLT BONNT SOV,MVP | 163
50-1095ACT | BONNET KIT FOR 1",1-1/4" BOLT BONNT SOV,MVP,ACT | 228
50-1095Z | 1"-1-1/4"BONNET KIT FOR 4-BOLT SHUT-OFF VALVE(PLT) | 195
50-1104 | BONNET KIT 1/2" 4BOLT HEV, SOV | 142
50-1104ACT | BONNET KIT 1/2" 4BOLT HEV, SOV,ACT | 199
50-1105 | BONNET KIT 3/4" 4BOLT EXPANSION SHUT-OFF VLV | 177
50-1105Z | BONNET ASSY FOR 3/4" RSB, VSB ,PLATED | 199
50-1106 | BONNET KIT FOR THE 1" 4-BOLT EXPAN SHUT-OFF VALVE | 165
50-1107 | BONNET KIT,1-1/4" 4-BOLT EXPANSION,SHUTOFF VLV,MVP | 191
50-1107ACT | BONNET KIT,1-1/4" 4-BOLT EXPANSN,SOV,MVP,ACT | 267
50-1107E | BONNET KIT 1-1/4" 4-BLT,HEV,SOV(P),CATI,MODA,EF106 | 191
50-1108 | KIT, BONNET FOR 2-1/2" RW251, VW251 | 616
50-1109 | LOCK RNG KIT FOR PKG NUT 1/2"-1-1/4"GT,AT,GS,AS | 96
50-1110 | LOCKING RING KIT FOR PKG NUT 1-1/2"-2",GS, AS | 131
50-1111 | LOCKING RING KIT FOR PKG NUT 2-1/2"-4",GS,AS,GW,AW | 137
50-1112 | HDWHL KIT FOR 1/2"-1-1/4" S/O VLV,RHINO(ORANGE) | 121
50-1113 | HW KIT FOR 1/2"-1-1/4" SHUT-OFF VLV,RHINO(BLUE) | 121
50-1114 | HDWHL KIT FOR 1/2"-1-1/4" S/O VLV.RHINO(PURPLE) | 121
50-1115 | HANDWHEEL KIT 1-1/2"-2" SHUT-OFF VLV,RHINO(ORANGE) | 172
50-1116 | HW KIT FOR 1-1/2",2" SHUT-OFF VLV,RHINO(BLUE) | 172
50-1117 | HANDWHEEL KIT 1-1/2",2" SHUT-OFF VLV,RHINO(PURPLE) | 172
50-1118 | HANDWHEEL KIT 2-1/2",3" SHUT-OFF VLV,RHINO(ORANGE) | 218
50-1119 | HW KIT FOR 2-1/2",3" SHUT-OFF VLV,RHINO(BLUE) | 218
50-1120 | HANDWHEEL KIT 2-1/2",3" SHUT-OFF VLV,RHINO(PURPLE) | 218
50-1121 | BONNET ASSEMBLY FOR 4"RW, VW EXP.VLV | 681
50-1122 | KIT, GASKET 10" BW SOV | 328
50-1123 | KIT, GASKET 12" BW SOV | 415
50-1124 | KIT, GASKET 14" BW SOV | 485
50-1125 | KIT, BONNET ASSEMBLY 10" | 4594
50-1126 | KIT, BONNET ASSEMBLY 12" | 6675
50-1127 | KIT, BONNET ASSEMBLY 14" | 8788
50-1131 | KIT, HANDWHEEL 10" SOV | 315
50-1132 | KIT, HANDWHEEL 12" & 14" | 802
50-1134 | KIT, SEAL CAP 12" & 14" SOV | 411
50-1136 | KIT, GASKET 1-1/2"-2" STOP-CHECK | 41
50-1138 | KIT, GASKET 4" STOP-CHECK | 67
50-1139 | KIT, GASKET 5" STOP-CHECK | 125
50-1141 | KIT, ASSY, 1-1/4" BONNET, HSCK | 430
50-1142 | KIT, BONNET ASSEMBLY- HSCK 1-1/2" & 2" | 474
50-1143 | KIT, BONNET ASSEMBLY- HSCK 2-1/2" & 3" | 579
50-1144 | KIT, BONNET ASSEMBLY, HSCK 4" | 1190
50-1145 | KIT, BONNET ASSEMBLY,HSCK 5" | 2509
50-1147 | KIT, 1-1/4" DISC. ASSY, STOP/CHECK VLV | 149
50-1148 | KIT, 1-1/2"-2" DISC. ASSY, STOP/CHECK VLV | 193
50-1149 | KIT, 2-1/2"-3" DISC. ASSY, STOP/CHECK VLV | 229
50-1150 | KIT, 4" DISC. ASSY, STOP/CHECK VLV | 389
50-1151 | KIT, 5" DISC. ASSY, STOP/CHECK VLV | 800
50-1152 | KIT, 6" DISC. ASSY, STOP/CHECK VLV | 895
50-1153 | KIT, 1-1/4" GASKET, HSCK | 32
50-1154 | HW KIT 1-1/2"&2"GS,AS,SHUT-OFF VLV,RHINO(GRAY) | 172
50-1155 | HW KIT 2-1/2"4"GS,GW,AW,AS,SHUTOFF VLV,RHINO(GRAY) | 218
50-1156 | 5"&6"HW KITFOR AW, GW (RHINO)GRAY | 291
50-1157 | HW KIT 12" & 14" GW,AW, RHINO(GRAY), HANSEN | 1097
50-1158 | KIT, 8" & 10" HANDWHEEL GRAY RHINO, HANSEN SOV | 401
50-1159 | KIT, LOCKING RING 8" HANSEN | 255
50-1160 | KIT, LOCKING RING 10" HANSEN | 255
50-1161 | KIT, LOCKING RING 14" HANSEN | 413
50-1163 | BAR HANDLE KIT, 3/8" - 1-1/4" HEV, RHINO (GRAY) | 206
50-1164 | GASKET KIT 1-1/2",2" ASE/GSE RSE/VSE SOV | 50
50-1165 | EXT BONNET ASSEMBLY KIT FOR 1-1/2"-2" SOV | 384
50-1166 | GASKET KIT FOR 2-1/2",3", ASE/GSE,AWE/GWE SOV | 74
50-1167 | EXT BONNET ASSY FOR 2-1/2",3", ASE/GSE,AWE/GWE SOV | 561
50-1168 | KIT, LOCKING RING 5" & 6", HANSEN SOV | 138
50-1169 | KIT, LOCKING RING 12", HANSEN SOV | 413
50-1170 | HW KIT 3/4"-1-1/4"GS,AS,SHUT-OFF VLV,RHINO (GRAY) | 121
50-1171 | KIT, GASKET 1/2" - 1-1/4" EXT. NECK SOV | 25
50-1172 | BONNET KIT FOR 1/2" AND 3/4" EXT. NECK SOV | 189
50-1173 | BONNET KIT 1/2" EXPANSION, EXTENDED BONNET | 174
50-1174 | BONNET KIT FOR 1" AND 1-1/4" EXT. NECK SOV | 245
50-1175 | BONNET KIT 3/4" EXPANSION, EXTENDED BONNET | 194
50-1176 | BONNET KIT 1" EXPANSION, EXTENDED BONNET | 226
50-1177 | BONNET KIT 1-1/4" EXPANSION, EXTENDED BONNET | 263
50-1178 | BONNET KIT 1-1/2" EXPANSION, EXTENDED BONNET | 382
50-1179 | BONNET KIT 2" EXPANSION, EXTENDED BONNET | 423
50-1180 | BONNET KIT 2-1/2" EXPANSION, EXTENDED BONNET | 644
50-1181 | BONNET KIT 3" EXPANSION, EXTENDED BONNET | 836
50-1182 | BONNET KIT 4" EXPANSION, EXTENDED BONNET | 1092
50-1184 | BONNET KIT FOR 4" EXT. NECK SOV | 913
50-1193 | KIT, HANDWHEEL FOR 16"-18" HANSEN SOV | 2288
50-1194 | KIT, 16"-18" SEAL CAP, HANSEN SOV | 556
50-1195 | KIT, GASKET 1/2"-3/4",3WAY DUAL SOV | 19
50-1196 | KIT, GASKET, 16" BW SOV | 865
50-1197 | KIT, GASKET, 18" BW SOV | 869
50-1199 | KIT, BONNET ASSEMBLY, 18" BW SOV | 17350
50-1202 | KIT, BONNET 1-1/2"-2" AS/GS SOV W/S.S. TRIM | 188
50-1203 | GASKET KIT, 4" AWE/GWE SOV | 71
50-1204 | KIT, BONNET, 600 PSI, 1/2"-3/4" BOLTED BONNET SOV | 300
50-1205 | KIT, BONNET, 600 PSI, 2-1/2"-3" BOLTED BONNET SOV | 572
50-1206 | KIT, BONNET, 600 PSI, 4" BOLTED BONNET SOV | 731
50-1207 | KIT, BONNET, 600 PSI, 1"-1-1/4" BOLT BONN SOV | 300
50-1208 | KIT,BONNET,600 PSI,1-1/2"-2" BOLT BONN SOV | 474
50-1209 | KIT,BONNET,EXT NECK,1-1/2"-2"SOV,PLTD | 415
50-1210 | KIT,BONNET,EXT NECK,2" HEV,PLTD | 462
50-1212 | GREEN SEAL CAP KIT W\O-RING,3/4"-1-1/4"MVP | 41
50-1213 | KIT,GREEN SEAL CAP W\GASKET,1.5"-2"SCK,MVP40/50-4 | 92
50-1213ACT | KIT,GREEN SEAL CAP W\GSKT,ACT,1.5-2"SCK,MVP40/50-4 | 128
50-1215 | KIT,BONNET,3/4" - 1-1/4",CHECK/STRNR,MVP | 202
50-1215ACT | KIT,BONNET,3/4" - 1-1/4",CHECK/STRNR,MVP,ACT | 282
50-1216 | KIT,BONNET,1-1/2" - 2",CHECK,MVP | 321
50-1217 | KIT,BONNET,3/4" - 1-1/4",BLANK,MVP | 202
50-1218 | KIT,BONNET,1-1/2" - 2",BLANK,MVP | 321
50-2212 | RING, MAIN SEAT 12" SOV | 328
50-2223 | O-RING, (-451), BONNET 10" | 45
50-2224 | O-RING, (-322), STEM 10" SOV | 15
50-2243 | O-RING, (-460), BONNET 14" | 79
50-2245 | O-RING, (-327), STEM 14" SOV | 27
50-2250 | BONNET BOLT, 7/8-9 HEX, X 3-1/2" LG | 15
50-2260 | O-RING, (-458), BONNET, 12" | 65
50-2264 | O-RING, (-325), STEM, 12" | 20
50-2265 | HW FOR 1/2"-1-1/4""SHUT-OFF VLV,RHINO(ORANGE) | 121
50-2266 | HANDWHEEL FOR 1/2"-1-1/4" SHUT-OFF VLV,RHINO(BLUE) | 121
50-2267 | HW FOR 1/2"-1-1/4" SHUT-OFF VLV,RHINO(PURPLE) | 121
50-2268 | HANDWHL 1/2",2"GS,AS,GW,AW SHUTOFF VLV,RHINO(ORNGE | 121
50-2269 | HW FOR 1-1/2-2"GS,AS,GW,AW SHUT-OFF VLV,RHINO(BLUE | 172
50-2270 | HW FOR 1-1/2,2"GS,AS,GW,AW S-OFF VLV,RHINO(PURPLE | 172
50-2271 | HANDWHEEL FOR 3"GW,AW SHUT-OFF VLV,RHINO(ORANGE) | 218
50-2272 | HW FOR 2-1/2"3,4"GW,AW SHUT-OFF VLV,RHINO(BLUE) | 218
50-2273 | HW FOR 2-1/2",3",4" SHUT-OFF VLV,RHINO(PURPLE) | 218
50-2304 | KIT, 12" STEM ASSEMBLY, SOV | 689
50-2316 | SPRING, 2" STOP-CHECK VALVE | 41
50-2407 | HANDWHEEL FOR 3/4"-1-1/4"VALVE, GRAY RHINO | 121
50-2408 | HANDWHEEL FOR 1-1/2"-2"RHINO(GRAY) | 172
50-2409 | HANDWHEEL FOR 2-1/2"-4" SHUTOFF, GRAY RHINO | 218
50-2416 | STEM ASSEMBLY, 1-1/2"-2" STOP/CHECK VALVE | 290
50-2460 | HANDWHEEL FOR 5" & 6" RHINO(GRAY) | 291
50-2461 | HANDWHEEL FOR 12"-14" RHINO(GRAY) HANSEN SOV | 1097
50-2462 | 5" & 6" LOCKING RING FOR AW, GW SHUT-OFF VLV. | 138
50-2463 | 12" LOCKING RING FOR AW,GW SHUT-OFF VLV. | 413
50-2464 | 16" HANDWHEEL, 8" & 10" GRAY RHINO, HANSEN | 401
50-2465 | LOCKING RING, 8" HANSEN SOV | 255
50-2466 | LOCKING RING 10", HANSEN SOV | 255
50-2467 | LOCKING RING 14", HANSEN SOV | 413
50-2471 | GASKET, BONNET 2" STOP CHECK VALVE | 15
50-2478 | STEM, EXTENSION 1/2" THRU 1-1/4" H.V.(4-BOLT) | 80
50-2506 | ASSY,EXT BONNET,2-1/2" - 3",SOLDERED | 903
50-2570 | ASSY, 2" ANGLE, EXTENDED NECK, EXP. VLV, SW | 25
50-2582 | O-RING, (-463), BONNET, 16" SOV | 49
50-2584 | O-RING, (-467), BONNET 18" SOV | 64
50-2621 | PACKING NUT, STAINLESS STEEL, 10" SOV | 621
50-2840P | MACHINED 10" BONNET, INCREASE SQUEEZE, SOV | 4594
65-0022 | O-RING, (-356), FLOAT DRAIN REGULATOR 100 MX | 21
65-0023 | SCREW, 5/8-11 X 1-3/4" HHCS MX | 14
65-0055 | O-RING, (-371), FDR 200 FACE SEAL MX | 44
65-0056 | O-RING, (-378), FDR 300 FACE SEAL MX | 66
65-0057 | SCREW,5/8-11X2"HEX HD G5 PLATE MX | 14
65-0092 | HANDLE, FDR 300 # | 32
65-0094 | SEAT GASKET FOR HT100/HT200 FLOAT DRAIN REGULATORS | 14
65-0121 | GASKET,TEE SEAT FDR 300 | 13
65-0154 | ORIFICE SEAT FOR HT100, .0093 SQUARE INCH | 165
65-1001 | FLOAT BALL ASSEMBLY KIT FOR HT300MF | 1266
65-1002 | GASKET KIT FOR HT100 | 109
65-1003 | FLOAT BALL ASSEMBLY KIT FOR HT100MN | 730
65-1004 | FLOAT BALL ASSEMBLY KIT FOR HT200MF | 981
65-1014 | FLOAT BALL ASSEM KIT HT100MF FOR HALO | 678
65-1017 | HD100N COVER ASSEMBLY | 1584
65-1018 | FLOAT BALL ASSEMBLY KIT FOR HT200MN | 981
65-1019 | GASKET KIT FOR HT200 | 124
65-1020 | GASKET KIT FOR HT300 | 145
65-1021 | FLOAT BALL ASSEMBLY KIT FOR HT200LN | 981
65-1022 | FLOAT ASSEMBLY KIT FOR HT200HN | 981
65-1023 | FLOAT BALL ASSEMBLY KIT FOR HT300MN | 1266
65-1024 | FLOAT BALL ASSEMBLY KIT FOR HT300HN | 1266
65-1025 | FLOAT BALL ASSEMBLY KIT FOR HD101N | 730
65-1026 | FLOAT BALL ASSEMBLY KIT FOR HD101F | 730
65-1027 | FLOAT BALL ASSEMBLY KIT FOR HT100LN | 730
65-1028 | FLOAT BALL ASSEMBLY KIT FOR HT100LF | 730
65-1029 | FLOAT BALL ASSEMBLY KIT FOR HT100HF | 730
65-1030 | FLOAT BALL ASSEMBLY KIT FOR HT200HF | 981
65-1031 | FLOAT BALL ASSEMBLY KIT FOR HT300HF | 1266
65-1032 | FLOAT BALL ASSEMBLY KIT FOR HT300LN | 1266
67-0007 | 24 HOUR TIME CLOCK, 120V/230V (OLD FM/P-11/12-A) | 189
67-0009 | 7 DAY TIMECLOCK 120V/230V (OLD FM/P-71/72-A) | 189
67-0014 | ENCLOSURE, FROST MASTER,SMOKED TRANS | 168
67-0015 | PANEL,FROST MASTER W/O ENCLOSU | 71
67-0016 | SCREW,6-32 X 5/16" SS PAN HEAD | 13
67-0029 | TIMESWITCH, 24HR GRASSLIN 115V(FM/P-11/12-B) | 189
67-0030 | TIMESWITCH, 7-DAY GRASSLIN 115V(FM/P-71/72-B) | 189
67-1013 | KIT, REFRIGERANT KEY FOR R-22 | 73
67-1014 | KIT, REFRIGERANT KEY FOR R-134a | 73
67-1015 | KIT, REFRIGERANT KEY FOR R-404A | 73
67-1016 | KIT, REFRIGERANT KEY FOR R-507A | 73
70-0009 | O-RING, (-022), UPPER BODY 1/2" | 13
70-0011 | O-RING, (-017), LOWER BODY FOR HS8 VALVE | 14
70-0018 | CLOSING SPRING FOR HS8 SOLENOID VALVE | 14
70-0021 | (70-0545) 1/2"X 1/4"FPT FLANGE | 38
70-0054 | (70-0531) 7/16"X 2-1/2" HX BOLT | 14
70-0057 | HOUSING FOR HA2 SMALL PRESSURE REGULATOR | 120
70-0065 | GASKET, 050 FLANGE AND CNTRL VLV PILOT PORT | 16
70-0065W | FLANGE GASKET FOR 1/4" TO 3/4", GARLOCK | 15
70-0074 | (70-0535) 7/16-14 X 4-1/2 HX BOLT | 14
70-0075 | (70-0534) 7/16-14 x 5" HX BOLT | 14
70-0076 | (70-0533) 7/16-14 X 5-1/2" HX HEAD BOLT, G2 | 14
70-0077 | (70-0532) 7/16-14 X 7 HX BOLT | 15
70-0090 | HA2B BODY ONLY, WITH GAUGE PORT PLUG | 192
70-0100 | ASSEMBLY, HS2 BRASS 1/4" | 302
70-0130 | O-RING, (-127), LOWER BODY HS7 | 14
70-0131 | O-RING, (-135), UPPER BODY HS7 | 14
70-0132 | GASKET, 3/4", 1", 1-1/4" FLANGE | 16
70-0134 | (70-0544) 5/8"-11 X 6-1/2" LONG BOLT SQ HD | 15
70-0135 | (70-0537) 5/8"-11 X 3-1/4" LONG BOLT | 14
70-0136 | (70-0539) 5/8"-11 FLANGE NUT | 14
70-0139 | 1/2"X1/4" FEMALE FLANGE CP | 41
70-0141 | 1/2" X 1/2" FEMALE FLANGE | 38
70-0144 | SEE 70.1001 | 75
70-0148 | (70-0528) 7/16-14 X 6 HX BOLT | 14
70-0150 | SPRING PIN | 14
70-0174 | ORIFICE PLATE #100 | 38
70-0178 | Q-MIN FLANGE UNION ASSEMBLY 1"SW FOR CNF32,CNF40 | 173
70-0180 | Q-MIN FLANGE UNION ASSEMBLY 1/2" FPT END | 159
70-0181 | Q-MIN FLANGE UNION ASSEMBLY 3/4" FPT | 162
70-0196 | SEAT CARTRIDGE HCK4-2 | 23
70-0198 | O-RING, (-018), SEAT CARTRIDGE FOR HCK4-2 | 14
70-0203 | CLOSING SPRING FOR HCK4-2 | 15
70-0213 | ORIFICE .031 #50 MALE FOR AP PURGER | 57
70-0225 | 7/16"-14 UNC X 3-1/4" HX BOLT, PLATED | 14
70-0230 | (70-0538) BOLT, 5/8"-11 X 7" SQ HD G2 | 16
70-0240 | 1/2" X 1/2" SW FLANGE FOR APM MX | 73
70-0244 | "E" PURGER ORIFICE PLATE #50 MALE X FEMALE | 37
70-0267 | (70-0542) 5/8"-11 X 4-1/2" SQ HD BOLT | 14
70-0268 | (70-0540) 5/8"-11 X 6" SQ HD BOLT | 15
70-0269 | 70-0543 5/8-11 UNC X 8 SQ HD BOLT | 20
70-0272 | HCK4-2 1/2"FLG INLINE CHK VLV,10# SPR,L/FLGS | 116
70-0281 | LOCKNUT | 13
70-0339 | (70-0541) 5/8"-11 UNC X 2-3/4" SQ HD BOLT | 14
70-0390 | EXPLOSION PROOF ASCO SOLENOID VALVE 120V 60HZ | 852
70-0517 | COIL,ASCO,120V TYPE 7 EXPLOSION PRF,238-614-032 | 661
70-0518 | COIL,ASCO,220V TYPE 7 EXPLOSION PRF,238-614-058 | 661
70-0519 | EXPLOSION PROOF ASCO SOLENOID VLV, 220V 60HZ | 852
70-0529 | (70-0073) 7/16"-14 UNC X 3-3/4" BOLT HX HD / PLT | 15
70-0530 | (70-0055) 7/16"-14 UNC NUT G2 / PLATED | 15
70-0531 | (70-0054) 7/16"-14 UNC X 2-1/2" BOLT G2 / PLATED | 15
70-0532 | (70-0077) 7/16"-14 UNC X 7" HX BOLT / PLATED | 16
70-0533 | (70-0076) 7/16-14 X 5-1/2 HX BOLT, G2 / PLATED | 15
70-0535 | 70-0074 7/16-14 X 4-1/2 HX BOLT / PLATED | 15
70-0537 | (70-0135) PLATED, BOLT, 5/8"-11 X 3-1/4" LONG | 16
70-0539 | (70-0136) 5/8"-11 UNC FLANGE NUT, G2 / PLATED | 16
70-0540 | (70-0268) 5/8"-11 UNC X 6" SQ HD BOLT / PLATED | 16
70-0541 | (70-0339) 5/8"-11 UNC X 2-3/4" SQ HD / PLATED | 16
70-0542 | (70-0267) 5/8"-11 UNC X 4-1/2" SQ HD / PLATED | 16
70-0544 | (70-0134) 5/8"-11 X 6-1/2" SQ HD BOLT,G2 / PLATED | 16
70-0554 | 70-0234 PLATED-#50 X 1/2" WN FLANGE | 53
70-0579 | KNOB, ENC COIL | 38
70-0669 | ASSY, 1" SW PISTON CHECK VALVE | 415
70-0670 | PISTON ASSY, 3/4"-1-1/4" HCK SW | 252
70-0723 | ASSEMBLY, SEAT REMOVAL TOOL FOR HS8W | 66
70-0741 | TS1 - TEMPERATURE PROBE, 2" LENGTH, PXVC 6.5 FT | 36
70-0745 | 1/8"-27 PIPE PLUG/W .040 ORIFICE, PXV5 | 53
70-0746 | 1/8"-27 PIPE PLUG/W .070 ORIFICE, PXV15 | 53
70-0768 | DIN PLUG, 4-PIN MINI 9.4 DIN W/ CABLE | 20
70-0769 | PRESSURE TRANSDUCER,VAC-285 PSIG,4-20mA, | 163
70-0784 | EXPLOSION PROOF ASCO SOLENOID VALVE, 12-24V DC | 423
70-1001 | BONNET CARTRIDGE KIT FOR HS8A/HS8W SOLENOID VALVE | 204
70-1002 | PISTON ASSEMBLY KIT FOR HS8A/HS8W SOLENOID VALVE | 110
70-1003 | STEM KIT FOR HS8 SOLENOID VALVE | 107
70-1005 | GASKET KIT FOR HS8A,HS8W SOLENOID VALVE | 45
70-1006 | BOLT AND NUT KIT FOR HS6 & HS8 (LESS STRAINER) | 15
70-1007 | LONG BOLT AND NUT KIT FOR HS6 & HS8(WITH STRAINER | 15
70-1011 | GASKET KIT FOR HS6 SOLENOID VALVE | 41
70-1012 | KIT, HS6 ASSEMBLY BODY REPLACEMENT | 240
70-1017 | GASKET KIT FOR HS7, HCK1 | 55
70-1018 | BONNET-CARTRIDGE KIT HS7 | 269
70-1019 | KIT,PISTON ASSY,3/4" HS7 SOL VLV,HCK1 | 252
70-1020 | KIT,PISTON ASSY,FOR 1" HS7,HCK1 | 269
70-1021 | KIT, PISTON ASSY, FOR 1-1/4" HS7, HCK1 | 287
70-1022 | STEM KIT HS7 | 56
70-1024 | FLANGE BOLT AND NUT KIT FOR HS7 (LESS STRAINER) | 32
70-1025 | FLANGE BOLT AND NUT KIT FOR HS7 (COUPLED FOR STR) | 38
70-1038 | KIT,PISTON ASSY,HS7,3/4" (NEW SC) | 263
70-1039 | KIT,PISTON ASSY,HS7,HCK1,1" (NEW SC) | 263
70-1040 | KIT,PISTON ASSY,HS7,HCK1,1-1/4" NEW SC | 263
70-1059 | HANSEN PLUNGER KIT | 123
70-1068 | REMOVEABLE SEAT/ORIFICE KIT FOR APM(SOL B OR C) | 53
70-1069 | REMOVEABLE SEAT/ORIFICE KIT FOR APM(SOLENOID A) | 53
70-1072 | SOLENOID TUBE/ PLUNGER KIT, FOR PXV/PXVW | 216
70-1075 | SEAL CAP KIT FOR HS8A,HS6 | 20
70-1109 | KIT, UPPER PISTON, 3/4"-1-1/4" HS4D | 161
70-1110 | KIT, UPPER PISTON, 1-1/2" - 2" HS4D | 175
70-1111 | KIT, UPPER PISTON, 2-1/2"-3" HS4D | 248
70-1112 | KIT, UPPER PISTON, 4" HS4D | 386
70-1114 | KIT,PLUNGER/TUBE ASSY,N.O. SOLENOID | 336
70-1125 | KIT, GASKET, PXVW, HS8W | 45
70-1128 | KIT, ADJUSTABLE STEM, PXVW | 105
70-1129 | KIT, PISTON/SEAT FOR PXVW60 | 142
70-1130 | KIT, DIN CONNECTOR/GASKET/SCREW | 18
70-1132 | KIT, PISTON/SEAT FOR HS8W | 219
70-1133 | KIT, BONNET CARTRIDGE, PXVW60 | 409
70-1134 | KIT, GASKET, PXV | 27
70-1136 | KIT, OLD HS8A PISTON, V-NOTCH | 110
70-1139 | KIT, SEAL CAP, PXVW | 61
70-1140 | KIT,2-STEP "SD" UPPER HOUSING,MVP20-MVP32 | 796
70-1141 | KIT,2-STEP "SD" UPPER HOUSING,MVP40-MVP50 | 951
70-1145 | KIT, SEAT/TOOL FOR HS8W | 150
70-1158 | KIT, SOL TUBE SCREWS & O-RING (-115) | 39
72-0003 | O-RING, (-034), SEAT CARTRIDGE FOR HCK4-3,-4,-5 | 14
72-0005 | (72-0108) 5/8"-11 X 4" SQ HD BOLT | 14
72-0009 | HCK4-3 3/4"FLG IN-LINE CHECK VALVE,LESS FLGS | 162
72-0010 | HCK4-4 1" FLGED IN-LINE CHECK VLV, LESS FLG | 218
72-0011 | HCK4-5 1-1/4"FLGD IN-LINE CHECK VALVE,LESS FLANGES | 343
72-0017 | O-RING, (-234), SEAT CARTRIDGE 1-1/2", 2", HCK4 | 19
72-0020 | SEAT, 2" CHECK VALVE PLATED BRIGHT BLUE | 88
72-0027 | O-RING, (-244), SEAT CARTRIDGE 2-1/2", 3", HCK4 | 19
72-0033 | (72-0109) 3/4"-10 UNC X 7" SQ HD BOLT | 14
72-0049 | O-RING, (-253), SEAT CARTRIDGE, 4" HCK4 | 19
72-0051 | (72-0107) 7/8"-9 X 7.5" SQ HD BOLT | 14
72-0063 | SPRING, ANGLE CHECK | 15
72-0065 | CAP FOR APM STRAINER AND CHECK VALVE | 32
72-0066 | O-RING, (-115), SOL TUBE AND CHECK VALVE | 13
72-0072 | HCK4-2 1/2"FLG IN-LINE CHECK VALVE,LESS FLGS | 161
72-0076 | GASKET, 1-1/4" 4 BOLT FLANGE | 14
72-0092 | LR CLOSING SPRING FOR 2" HCK4 | 28
72-0107 | (72-0051) 7/8"-9 UNC X 7-1/2" SQ HD BOLT / PLATED | 15
72-0108 | (72-0005) 5/8"-11 X 4" SQ HD BOLT / PLATED | 15
75-0093 | GASKET,BOTTOM COVER/ADAPT,2-1/2"-3" STR/CONTROL V | 21
75-0094 | SEAT RING REMOVAL TOOL FOR 3" HA4A/HS4A VALVES | 203
75-0113 | GASKET,ADAPTER,1-1/2",2"HS/HA/HCK | 16
75-0125 | GASKET, FOR 2-1/2" HA4A, HS4A FLANGE | 16
75-0128 | GASKET, 3-C VICTOR REINZ VR-80 | 21
75-0137 | GASKET, FOR 3" HA4A, HS4A FLANGE | 18
75-0137W | FLANGE GASKET FOR 3" HA4A, HS4A, GARLOCK | 18
75-0138 | GASKET, 1-1/2", 2" FLANGE | 16
75-0138W | 1-1/2" 2" FLANGE GASKET, GARLOCK | 15
75-0167 | GASKET,COVER C-4431 1-1/4"PROP | 14
75-0175 | SCREW,1/2"-13 X 1-3/4" HEX | 14
75-0183 | O-RING, (-223), BOTTOM CAP FOR 1-1/4" HA4A | 16
75-0189 | PLUG, 1/4" NPT HEX HEAD | 14
75-0190 | (75-2086) SCREW,1/2"-13 X 1-1/2" LONG SHC | 13
75-0196 | GASKET, 2-C VICTOR REINZ VR-80 | 18
75-0202 | (75-2082) 3/4-10 UNC X 3 3/4" SQ HD BOLT | 14
75-0210 | (75-2081) 3/4-10 HEX NUT | 14
75-0226 | ADAPTER, 2-PORT SERIES, 4" | 132
75-0227 | ADAPTER, 2-PORT PARALLEL, 4" | 132
75-0233 | TOP ADAPTER GASKET FOR 4" HA4A, HS4A | 20
75-0234 | GASKET, 4-C VICTOR REINZ VR-80 | 19
75-0253 | FLANGE GASKET FOR 4" HA4A, HS4A | 21
75-0263 | SEAT RING REMOVAL TOOL FOR 2-1/2" HA4A/HS4A VALVES | 181
75-0264 | TOOL, SEAT RING REMOVAL, 1-1/2"&2" CNTRL VLV | 281
75-0265 | SEAT RING REMOVAL TOOL FOR 4" HA4A/HS4A VALVES | 240
75-0274 | O-RING,(-037),SEAT FOR 1-1/2",2" HA4A,HS4A | 15
75-0275 | O-RING, (-041), FOR 2-1/2" HA4A, HS4A | 15
75-0276 | O-RING, (-043), SEAT SEAL FOR 3",4" HA4A/HS4A | 15
75-0279 | (75-2080) 7/8"-9 UNC X 4" SQ HD BOLT | 16
75-0280 | (75-2083) 7/8-9 HEX NUT | 14
75-0291 | BOLT, 3/4"-10 X 2-1/2" LONG | 13
75-0334 | COVER, 4A SINGLE PILOT | 444
75-0337 | O-RING (-029), PRESSURE PILOT | 14
75-0340 | O-RING, (-014), COILS | 13
75-0350 | O-RING, (-012) PILOT ADAPTERS | 14
75-0419 | O-RING, (-007), PRESSURE PILOT | 15
75-0426 | LOWER DIAPHRAGM GASKET FOR PRESSURE PILOT | 15
75-0434 | MANUAL OPENING STEM PIN FOR 4" HA4A, HS4A | 14
75-0439 | DIAPHRAGM FOLLOWER | 25
75-0489 | BONNET GASKET FOR 3/4", 1", 1-1/4" HA4A, HS4A | 16
75-0496 | O-RING, (-011), PRESSURE PILOTS | 13
75-0498 | VACUUM RANGE SPRING | 34
75-0512 | 1-1/4" PISTON SEAL RING | 142
75-0554 | BONNET, MACHINING, 5" AND 6" | 777
75-0580 | FLANGE, #250 X 3" WN | 149
75-0604 | BONNET BOLT, HEX HEAD, PLATE ZINC & YELLOW GRADE 5 | 15
75-0605 | O-RING, (-368) ADPTR(INNER) 5", 6" HA4W/HS4W/HCK2W | 42
75-0606 | O-RING, (-374) ADPTR (OUTER) 5",6" HA4W/HS4W/HCK2W | 45
75-0613 | O-RING, (-166), SEAT SEAL FOR 5",6"HA4W/HS4W | 31
75-0636 | UPPER DIAPHRAGM GASKET FOR PRESSURE PILOT | 15
75-0654 | MOTOR PILOT MOUNTING NUT | 116
75-0656 | MOTOR PILOT BRACKET ASSEMBLY | 472
75-0657 | STEM, MOTORIZED PRESSURE PILOT | 113
75-0670 | BONNET, MACHINED, M.P.P. | 121
75-0675 | O-RING, (-012), QUAD BUNA-N | 14
75-0676 | PLUG,1/2"-14 HEX SOCKET PIPE | 15
75-0679 | VACUUM WASHER | 34
75-0686 | PISTON/SEAT FOR 5" HCK2 | 805
75-0689 | SPRING, 1-1/4" B PISTON.. | 34
75-0706 | ALUMINUM GASKET | 17
75-0709 | LOWRISE CAM 45PSI PENN / 30PSI HONEYWELL | 342
75-0710 | HIGH RISE CAM 90 PSI PENN / 60PSI HONEYWELL | 342
75-0730 | MOUNTING FOOT FOR HONEYWELL MOTOR | 55
75-0755 | 3" 50% REDUCED V-PORT | 689
75-0757 | V-PORT, 5" 50% REDUCED... | 1608
75-0758 | V-PORT, 4" 50% REDUCED. | 731
75-0759 | 5" & 6" SEAT RING REMOVAL TOOL | 1551
75-0765 | 1-1/4" 50%REDUCED V-PORT | 343
75-0771 | 5 PSIG SPRING | 23
75-0772 | 5 PSIG SPRING FOR 4"HA4A | 34
75-0784 | SCREW, 1/4"-20 X 2" LONG | 14
75-0796 | PISTON SEAT FOR 5"HS9B | 829
75-0920 | 1-P CARTRIDGE GASKET | 15
75-0934 | WPROOF CVR #CVR83A-600R FOR M100 PENN MTR | 102
75-0941 | WEATHERPROOF KIT FOR HONEYWELL MOTOR | 101
75-0980 | POWER SUPPLY,28VDC 75WATT | 498
75-0994 | TERMINAL, 9 POSIT, PCI | 16
75-0995 | TERMINAL, 5 POS., PCI | 16
75-1004 | PISTON/SEAT KIT 2" FOR HCK2 | 225
75-1005 | PISTON/SEAT KIT 2-1/2" FOR HCK2 | 276
75-1006 | PISTON/SEAT KIT 3" FOR HCK2 | 292
75-1007 | GASKET KIT 1-1/2", 2" FOR HCK2 & HS9B | 42
75-1008 | GASKET KIT 2-1/2" FOR HCK2 & HS9B | 45
75-1009 | GASKET KIT 3" FOR HCK2 & HS9B | 55
75-1010 | STEM KIT 1-1/2", 2" FOR HCK2 | 109
75-1011 | STEM KIT 2-1/2" FOR HCK2 | 113
75-1012 | STEM KIT 3" FOR HCK2 | 124
75-1013 | STEM KIT 4" FOR HCK2 | 132
75-1014 | SEAL CAP KIT FOR 1-1/2",2"& 3" HA4A, HS4A | 80
75-1016 | KIT,DISC STRAINER,GAS POWERED VLV | 78
75-1017 | GASKET KIT 4" FOR HCK2 & HS9B | 66
75-1018 | PISTON/SEAT KIT FOR 4" HCK2 | 343
75-1019 | PISTON KIT FOR 3/4" - 1-1/4" HA4A, HS4A | 161
75-1020 | V-PORT/SEAT KIT FOR 3/4" HA4,HS4,HS4D,MVP20 | 143
75-1021 | V-PORT/SEAT KIT FOR 1" HA4A, HS4A, HS4D | 189
75-1022 | V-PORT/SEAT KIT FOR 1-1/4" HA4, HS4, HS4D | 197
75-1023 | GASKET KIT FOR 3/4" - 1-1/4" HA4A, HS4A | 37
75-1024 | MANUAL OPENING STEM KIT FOR 3/4"-1-1/4"HA4A,HS4A | 51
75-1025 | PISTON KIT FOR 1-1/2", 2" HA4A, HS4A | 265
75-1026 | PISTON KIT FOR 2-1/2" HA4A, HS4A | 344
75-1027 | PISTON KIT FOR 3" HA4A, HS4A | 412
75-1028 | PISTON KIT FOR 4" HA4A, HS4A | 459
75-1029 | V-PORT/SEAT KIT FOR 1-1/2" HA4A, HS4A | 212
75-1030 | V-PORT/SEAT KIT FOR 2" HA4A, HS4A | 275
75-1031 | V-PORT/SEAT KIT FOR 2-1/2" HA4A, HS4A | 301
75-1032 | V-PORT/SEAT KIT FOR 3" HA4A, HS4A | 325
75-1033 | V-PORT/SEAT KIT FOR 4" HA4A, HS4A | 356
75-1039 | GASKET KIT FOR 1-1/2", 2" HA4A, HS4A | 45
75-1040 | GASKET KIT FOR 2-1/2" HA4A, HS4A | 55
75-1041 | GASKET KIT FOR 3" HA4A, HS4A | 60
75-1042 | GASKET KIT FOR 4" HA4A, HS4A | 66
75-1047 | KIT,ADAPTR,3/4"-1-1/4"SINGL PORT,HA4A,HS4A,MVP | 235
75-1047E | 3/4"-1-1/4"SINGLE PORT ADAPT.KIT,CATI MODA EF100 | 235
75-1048 | 3/4" - 1-1/4" 3-PORT ADAPTER KIT,HA4A,MVP | 397
75-1049 | SINGLE PORT ADAPTR KIT FOR 1-1/2",2" HA4A,HS4A,MVP | 386
75-1049E | 1-1/2" - 2" SINGLE PORT ADAPTER KIT | 386
75-1050 | 3-PORT ADAPTER KIT FOR 1-1/2", 2" HA4A, MVP | 491
75-1050E | 1-1/2"-2"3-PORT ADAPT.KIT CE-CAT 11, MOD.H,EF101 | 491
75-1051 | SINGLE PORT ADAPTER KIT FOR 2-1/2"-3" HA4A, HS4A | 422
75-1051E | 2-1/2"-3" SGLE PORT ADPT.KIT,CE-CAT II,MODH,EF101 | 422
75-1052 | 3-PORT ADAPTER KIT FOR 2-1/2" & 3" HA4A | 609
75-1052E | 3-PORT ADAPTER KIT 2-1/2",3"HA4A CATII MODH EF101 | 609
75-1053 | SINGLE PORT ADAPTER KIT FOR 4" HA4A, HS4A | 615
75-1054 | 4" 2-PORT SERIES ADAPTER KIT FOR HA4A | 827
75-1056 | GASKET KIT FOR 1-1/4" HCK2 & HS9B | 42
75-1057 | PISTON/SEAT KIT FOR 1-1/4" HCK2 | 192
75-1065 | 1-1/2"& 2" PISTON SEAT KIT HCK1 | 226
75-1066 | KIT,PISTON,2-1/2" - 3" HCK1 | 391
75-1067 | 4" HCK1 PISTON KIT | 556
75-1071 | KIT, PORT PLUG O-RING & GASKET | 16
75-1073 | PISTON/SEAT KIT FOR 1-1/2" HCK2 | 204
75-1074 | KIT, GASKET 3/4" - 1-1/4" HCK1 | 45
75-1075 | KIT, GASKET 1-1/2" - 2" HCK1 | 48
75-1076 | KIT, GASKET 2-1/2" HCK1 | 51
75-1077 | KIT, GASKET 3" HCK1 | 52
75-1078 | KIT, GASKET 4" HCK1 | 69
75-1107 | DIAPHRAM KIT CONTROL MODULES(PILOTS M3,M3K,M3P/L) | 44
75-1108 | DIAPHRAGM KIT, RANGE V, INLET | 44
75-1109 | SEALED PISTON KIT FOR 5" & 6" HCK2W | 1121
75-1110 | PISTON KIT FOR 5" & 6" HA4W, HS4W | 1287
75-1111 | GASKET KIT FOR 5" & 6" HA4W, HS4W | 122
75-1112 | V-PORT/SEAT KIT FOR 5" HA4W, HS4W | 780
75-1113 | V-PORT/SEAT KIT FOR 6" HA4W, HS4W | 935
75-1114 | 3-PORT ADAPTER KIT FOR 4" HA4A REG. | 1171
75-1114E | KIT, 4" 3-PORT ADAPTER (P) | 1171
75-1115 | PISTON/SEAT KIT FOR 1-1/4"HS9B | 356
75-1116 | PISTON/SEAT KIT FOR 1-1/2"HS9B | 389
75-1117 | PISTON/SEAT KIT FOR 2" HS9B | 411
75-1118 | PISTON/SEAT KIT FOR FOR 2-1/2" HS9B | 464
75-1119 | PISTON/SEAT KIT FOR 3" HS9B | 486
75-1120 | PISTON/SEAT KIT FOR 4" HS9B | 644
75-1129 | 3/4" V-PORT/SEAT KIT,HA4AO/AK(5#SPR),MVP20-AK/AO | 145
75-1130 | 1" V-PORT/SEAT KIT FOR HA4AO/AK(5#SPR),MVP25-AK/AO | 189
75-1131 | V-PORT SEAT KIT FOR 1-1/4" HA4AO/AK/MVP32-AO/AK | 203
75-1134 | SEALED PISTON/SEAT KIT FOR 5"/6" HS9BW | 1121
75-1135 | SEALED PISTON KIT,5" & 6" HCK1W | 763
75-1140 | DIAPHRAM AND GSKT KIT FOR HA4AM CONT MODULE(PILOT) | 41
75-1148 | GASKET KIT FOR 3/4", 1", 1-1/4" HMMV/HMMR/HMV | 19
75-1173 | KIT, V-PORT 3/4" MV, 25% | 154
75-1174 | KIT,V-PORT 3/4", 50% RED CAP FOR HMM | 401
75-1175 | KIT, ASSY, ADJUSTABLE FOLLOWER, MPP | 239
75-1181 | KIT, POWERHEAD, 25 FT CABLE | 2870
75-1182 | DIAPHRAGM KIT, CO2 PRESSURE PILOT | 91
75-1186 | KIT, M3L/P DIFF PILOT/PNEUM.COMP.,RG.A, CO2 | 750
75-1188 | KIT, 1-1/2"-2" PISTON FOR HCK5 | 203
75-1189 | KIT, 2-1/2" PISTON FOR HCK5 | 330
75-1190 | KIT, 4" PISTON FOR HCK5 | 678
75-1191 | KIT, 5"-6" PISTON FOR HCK5W | 1121
75-1192 | KIT, 3" PISTON FOR HCK5 | 359
75-1201 | KIT, S.R. CARTRIDGE 4" SMV | 0
75-1216 | KIT, 1-1/2"-2" PISTON/SEAT, HCK5D | 816
75-1217 | KIT, PISTON/SEAL 2-1/2" HCK5D | 816
75-1218 | KIT, 3" PISTON/SEAT KIT, HCK5D | 1132
75-1219 | KIT, 4" PISTON/SEAT KIT, HCK5D | 1535
75-1220 | KIT, 1-1/2"-2" GASKET HCK5D | 41
75-1221 | KIT, 3" GASKET, HCK5D | 56
75-1222 | KIT, GASKET 4" HCK5D | 70
75-1231 | KIT, 1-1/4" V-PORT/SEAT, 50% REDUCED FOR HA4A | 513
75-1232 | KIT,1-1/2" V-PORT/SEAT,HA4A,HS4A,HS4D,MVP,50% RED | 552
75-1233 | KIT, 2-1/2" V-PORT/SEAT, 50% REDUCED FOR HA4A | 632
75-1234 | KIT, 3" V-PORT/SEAT, 50% REDUCED FOR HA4A | 657
75-1235 | KIT, 4" V-PORT/SEAT, 50% REDUCED FOR HA4A | 1084
75-1236 | KIT,5" V-PORT/SEAT,50% REDUCED FOR HA4W | 2735
75-1238 | KIT,1-1/2" V-PORT/SEAT,HA4A,HS4A,HS4D,MVP,25% RED | 552
75-1247 | BONNET KIT,3/4" TO 1-1/4",SCK,SCKHEV,MVP | 233
75-1248 | KIT,BONNET,3/4" HEV,MVP | 147
75-1248Z | KIT,PLT BONNET,3/4" HEV,MVP | 173
75-1252 | KIT,BONNET,1-1/2" - 2",SCK & SCKHEV,MVP | 423
75-1252E | KIT,BONNET,1-1/2"-2",SCK & SCKHEV,MVP(P) | 423
75-1257 | KIT, PISTON ASSY, 3/4" SCKHEV, MVP | 166
75-1258 | KIT, PISTON ASSY, 1" SCKHEV, MVP | 165
75-1259 | KIT, PISTON ASSY, 1-1/4" SCKHEV, MVP | 167
75-1260 | KIT, PISTON ASSY, 1-1/2" SCKHEV, MVP | 338
75-1261 | KIT, PISTON ASSY, 2" SCKHEV, MVP | 347
75-1262 | KIT, PISTON ASSY, 3/4" SCK, MVP | 128
75-1263 | KIT, PISTON ASSY, 1" SCK, MVP | 133
75-1264 | KIT, PISTON ASSY, 1-1/4" SCK, MVP | 150
75-1265 | KIT, PISTON ASSY, 1-1/2" SCK, MVP | 245
75-1266 | KIT, PISTON ASSY, 2" SCK, MVP | 255
75-1274 | DIAPHRAGM KIT, RANGE V, OUTLET | 42
75-1275 | CARTRIDGE KIT FOR SMV IN 1-1/2" - 2" MVP | 1115
75-1276 | KIT, SEAT RING,3/4"-1" SOL/REGULATOR | 298
75-1277 | V-PORT/SEAT KIT FOR 1" HA4W, HS4W | 317
75-1278 | KIT, SEAT RING,1-1/4" SOL/REGULATOR | 449
75-1279 | V-PORT/SEAT KIT,HA4A,HS4A,HS4D,MVP20,25% RED | 145
75-1280 | V-PORT/SEAT KIT,HA4A,HS4A,HS4D,MVP20,50% RED | 154
75-1281 | KIT, BASIC GASKET, 3/4" - 1-1/4" MVP | 30
75-1282 | KIT, BASIC GASKET, 1-1/2" - 2" MVP | 36
75-1287 | KIT,SEAT RING,1-1/2"-2" SOL/REGULATOR | 152
75-1288 | KIT, BONNET, 5" & 6" HA4W/HS4W | 1643
75-1289 | GASKET KIT, SPOOL, 3/4" MVP | 11
75-1290 | GASKET KIT, SPOOL, 1" - 1-1/4" MVP | 11
75-1291 | GASKET KIT, SPOOL, 1-1/2" - 2" MVP | 15
75-1292 | 4" V-PORT/SEAT KIT, FEP SEAT | 356
75-1293 | 3" VPORT/SEAT KIT, FEP SEAT | 325
75-1295 | KIT,CONVERSION,3/4"-1-1/4"MVP,2-STEP SOL | 1000
75-1296 | KIT,CONVERSION,1-1/2"-2"MVP,2-STEP SOL | 1180
75-1302 | KIT, P4 1/2" SEAT | 75
75-1303 | KIT, P4 1/2" PISTON, STOP/CHECK | 122
75-1304 | KIT, P4 1/2" PISTON, STOP/CHECK/EXP | 114
75-1305 | KIT,BONNET,1/2" SCK & SCK/HEV,MVP13 | 225
75-1306 | KIT, P4 1/2" BONNET, CHECK VLV | 311
75-1307 | KIT, P4 1/2" BONNET BLANK | 313
75-1308 | V-PORT KIT FOR 4" HMMR27 | 2894
75-1312 | KIT,RETRO/SPOOL,4" HMMR27,EXP | 0
75-1313E | KIT,COVER,1.5"-2"PROP,CHK VLV,MVP,CATII,MODH,EF101 | 275
75-1315 | KIT,BONNET ASSY,L/SOLENOID,1-1/2"-2" HS4D | 518
75-1316 | KIT,DUAL SOLENOID ADAPTER,MVP,1-1/2" - 2" | 291
75-1318 | KIT,CONVERSION,3/4" - 1-1/4",SMV TO MCV | 2530
75-1319 | KIT,CONVERSION,1-1/2" - 2",SMV TO MCV | 3162
75-1321 | KIT,CABLE SET,6.5 FT(2M),MCV | 110
75-1322 | GASKET KIT,3/4" - 1-1/4",MV | 48
75-1323 | GASKET KIT, 1-1/2" - 2", MV | 51
75-1325 | KIT, CARTRIDGE ASSY, 3/4" - 1-1/4", MCV | 913
75-1326 | KIT, CARTRIDGE ASSY, 1-1/2" - 2", MCV | 1003
75-1327 | KIT,POWER SUPPLY,24VDC,60W,MCV,HUPS COMPONENT | 198
75-1328 | KIT,BATTERY BACKUP,24VDC,60W,MCV,HUPS COMPONENT | 1007
75-1329 | KIT,CABLE,16.4 FT,MCV | 136
75-1330 | KIT,COVER,4" HCK1/W,HCK2/W,HCK5D,HS9B,ST | 369
75-1331 | KIT,ACTUATOR UPGRADE,MCV,1/2",LESS CABLES | 1862
75-1332 | KIT, ACTUATOR UPGRADE, MCV,3/4"-1-1/4",LESS CABLES | 1862
75-1333 | KIT, ACTUATOR UPGRADE, MCV, 1-1/2"-2", LESS CABLES | 1862
75-1334 | KIT,ACTUATOR UPGRADE,MCV,3",LESS CABLES | 1862
75-1335 | KIT,BASIC GASKET,1/2" MVP | 28
75-1336 | KIT,CONVERSION,1-1/2" - 2" MCV-MVP,P3 | 3573
75-1337 | KIT,CONVERSION,3/4" - 1-1/4" MCV-MVP,P3 | 2799
75-1338 | KIT,GASKET,MCV-MVP POS3,1/2" | 40
75-1339 | KIT,CARTRIDGE,MCV-MVP,POS3,1/2" | 955
75-1340 | KIT, CARTRIDGE, MCV-MVP, POS3, 3/4" - 1-1/4" | 913
75-1341 | KIT,CARTRIDGE,MCV-MVP,POS3,1-1/2"-2" | 1003
75-1342 | KIT,CARTRIDGE,MCV-MVP,POS4,1-1/2"-2" | 713
75-1345 | KIT, CONVERSION, 3/4" - 1-1/4" MCV-MVP, P4 | 3007
75-1345E | KIT,CONV,3/4" - 1-1/4" MCV-MVP,P4,CATII,MODH,EF101 | 3007
75-1346 | KIT, CONVERSION, 1-1/2" - 2" MCV-MVP, P4 | 3884
75-1347 | KIT, CONVERSION, 3" MCV, MCR | 3312
75-1348 | KIT, CONVERSION, 4" MCV, MCR | 3914
75-1349 | KIT, CARTRIDGE, 3" MCV, MCR | 1482
75-1350 | KIT, CARTRIDGE, 4" MCV, MCR | 1978
75-1351 | KIT, GASKET, 3" MCV, MCR | 59
75-1352 | KIT, GASKET, 4" MCV, MCR | 73
75-1357 | KIT,GASKET,W/STNR,MCXV,STANDALONE | 44
75-1358 | KIT,CARTRIDGE,MCXV,STANDALONE | 955
75-1359 | KIT,NEEDLE,CV=0.2,MCXV/C,STANDALONE | 416
75-1360 | KIT,NEEDLE,CV=0.6,MCXV/A,STANDALONE | 416
75-1361 | KIT,NEEDLE,CV=1.0,MCXV/B,STANDALONE | 416
75-1362 | KIT,CONVERSION,CV=0.2,1/2"MCXV,STANDALONE | 2530
75-1363 | KIT, CONVERSION, CV=0.6, 1/2" MCXV, STANDALONE | 2530
75-1364 | KIT,CONVERSION,CV=1.1,1/2"MCXV,STANDALONE | 2530
75-1365 | KIT,VPORT/SEAT,25%,3/4"HA4AO/AK(5#SPR),MVP20-AK/AO | 145
75-1366 | KIT,VPORT/SEAT,50%,3/4"HA4AO/AK(5#SPR),MVP20-AK/AO | 145
75-1367 | KIT,CONVERSION,Cv=0.2,1/2"MCV-MVP,P4 | 2826
75-1368 | KIT,CONVERSION,Cv=0.6,1/2"MCV-MVP,P4 | 2826
75-1369 | KIT,CONVERSION,Cv=1.0,1/2"MCV-MVP,P4 | 2826
75-1370 | KIT,CARTRIDGE,Cv=0.2,MCV-MVP,POS4,1/2" | 810
75-1371 | KIT,CARTRIDGE,Cv=0.6,MCV-MVP,POS4,1/2" | 810
75-1372 | KIT,CARTRIDGE,Cv=1.0,MCV-MVP,POS4,1/2" | 810
75-1373 | KIT,GASKET,MCV-MVP,POS4,1/2" | 40
75-1374 | KIT,HALFSHAFT,MCV-MVP,CV=0.2,POS3,1/2" | 246
75-1375 | KIT,HALFSHAFT,MCV-MVP,CV=0.6,POS3,1/2" | 246
75-1376 | KIT,HALFSHAFT,MCV-MVP,CV=1.0,POS3,1/2" | 246
75-1377 | KIT,CONVERSION,Cv=0.2,1/2" MCV-MVP,P3 | 2429
75-1378 | KIT,CONVERSION,Cv=0.6,1/2",MCV-MVP,P3 | 2429
75-1379 | KIT,CONVERSION,Cv=1.0,1/2" MCV-MVP,P3 | 2429
75-1380 | KIT, CARTRIDGE, MCV-MVP, POS4, 3/4" - 1-1/4" | 634
75-1381 | KIT,V-PORT,3/4"MCV,1-1/4"MCR,CV=6.4,MVP P3 | 424
75-1382 | KIT,V-PORT,1"MCV,CV=11.7,MVP P3 | 424
75-1383 | KIT,V-PORT,1-1/4"MCV,CV=16.4,MVP P3 | 424
75-1384 | KIT, V-PORT, 1-1/2" MCV, CV=35, MVP P3 | 501
75-1385 | KIT,V-PORT,2"MCV,CV=47,MVP P3 | 501
75-1386 | KIT,V-PORT,3/4"MCR,CV=2.2,MVP P3 | 424
75-1387 | KIT,V-PORT,1"MCR,CV=3.9,MVP P3 | 501
75-1388 | KIT,V-PORT,1-1/2"MCR,CV=12,MVP P3 | 733
75-1389 | KIT,V-PORT,2"MCR,CV=16,MVP P3 | 501
75-1390 | KIT, V-PORT, 1-1/2" MCRB, CV=6, MVP P3 | 733
75-1392 | KIT,ACTUATOR UPGRADE,MCV,4",LESS CABLES | 1862
75-1393 | KIT,V-PORT,3" MCRB80,CV=16 | 903
75-1394 | KIT, V-PORT, 3" MCR80, CV=35 | 903
75-1395 | KIT,V-PORT,3" MCVB80,CV=66 | 903
75-1396 | KIT,V-PORT,3" MCV80,CV=104 | 903
75-1398 | KIT,V-PORT,4" MCR100,CV=47 | 1145
75-1400 | KIT,V-PORT,4" MCV100,CV=166 | 1145
75-1401 | KIT,GASKET,MCV-MVP,POS4,3/4"-1-1/4" | 42
75-1402 | KIT,GASKET,MCV-MVP,POS4,1-1/2"-2" | 45
75-1403 | KIT,V-PORT,MCV-MVP,POS4,3/4"-1-1/4",CV=6.4 | 206
75-1404 | KIT,V-PORT,MCV-MVP,POS4,3/4"-1-1/4",CV=11.7 | 206
75-1405 | KIT,V-PORT,MCV-MVP,POS4,3/4"-1-1/4",CV=16.4 | 206
75-1406 | KIT,V-PORT,MCV-MVP,POS4,1-1/2"-2",CV=35 | 279
75-1407 | KIT,V-PORT,MCV-MVP,POS4,3/4",CV=2.2 | 206
75-1408 | KIT,V-PORT,MCV-MVP,POS4,3/4"-1-1/4",CV=3.9 | 206
75-1409 | KIT,V-PORT,MCV-MVP,POS4,1-1/2"-2",CV=12 | 279
75-1410 | KIT,V-PORT,MCV-MVP,POS4,1-1/2"-2",CV=16 | 279
75-1411 | KIT,V-PORT,MCV-MVP,POS4,1-1/2"-2",CV=47 | 279
75-1412 | KIT,V-PORT,MCV-MVP,POS4,3/4"-1-1/4",50%,CV=1.2 | 315
75-1413 | KIT,V-PORT,MCV-MVP,POS4,3/4"-1-1/4",25%,CV=0.8 | 315
75-1414 | KIT,V-PORT,MCV-MVP,POS4,50%,1-1/2"-2",CV=6.0 | 159
75-1415 | KIT,SPOOL,3/4"-1-1/4"MVP,W/MCV,POS4 | 182
75-1416 | KIT,SPOOL,1-1/2"-2"MVP,W/MCV,POS4 | 279
75-1419 | KIT,TOOL,SPOOL REMOVAL,3" & 4" HMMR | 25
75-1420 | KIT,TOOL,MVP13,POS3,SOLENOID REMOVAL | 107
75-1422 | KIT,DISC STRAINER/ORIFICE,GAS POWERED VLV | 142
75-1425 | STEM KIT,1-1/4" HCK2,HS9B | 95
75-1426 | STEM KIT,5"&6" HCK1,HCK2,HCK5,HS9B | 225
75-1427 | KIT, ACTUATOR FOR M3Q | 2643
75-1428 | KIT, AM CONVERSION, LOW CAM (LESS MOTOR) RG. A | 1503
75-1429 | KIT, AM CONVERSION, HI CAM (LESS MOTOR) RG. A | 1503
75-1430 | KIT, NAMEPLATE BLANK & HARDWARE | 9
75-1431 | KIT, PLUG, 5" & 6" PRESSURE REGULATOR | 50
75-1432 | KIT, COVER STRAINER, MVP20-32, PAINTED | 83
75-2080 | (75-0279) 7/8"-9 UNC X 4" SQ HD BOLT / PLATED | 17
75-2081 | (75-0210) 3/4-10 HEX NUT / PLATED | 16
75-2082 | (75-0202) 3/4-10 UNC X 3-3/4" SQ HD BOLT / PLATED | 17
75-2083 | (75-0280) 7/8-9 HEX NUT / PLATED | 15
75-2086 | (75-0190) 1/2"-13 X 1 1/2" LONG SHC, PLATED | 15
75-2139 | 75-0578 PLATED-FLANGE,#250X2-1/2"WN | 151
75-2145 | (75-0417) PLATED, FLANGE, #400 X 4" SW | 270
75-2423 | GASKET, .75"-1.25" WELD-IN-LINE | 16
75-2425 | PISTON ASSEMBLY, HCK1 60% REDUCED | 410
75-2442 | TOOL, 4" HMM/STW SEAT RING REMOVAL | 63
75-2444 | TOOL, SEAT RING REMOVAL, 3/4" - 1-1/4" CNTRL VLV | 158
75-2461 | GASKET, 3" DC | 17
75-2475 | GASKET, 2" DC | 122
75-2476 | CUP, 2" DUAL PISTON | 14
75-2496 | GASKET, 4" DC | 20
75-2500 | ASSY, 1-1/4" V-PORT/SEAT, 50% REDUCED FOR HA4A | 201
75-2503 | ASSY,3" V-PORT/SEAT, 50% REDUCED FOR HA4A | 689
75-2735 | ASSY, TURNS OPEN TAG FOR MVP/PXVW60/HEV | 20
75-2886 | HMM MILLIAMP CONTROLLER, WEST 6100+ | 1081
75-2960 | ASSY,V-PORT,3/4",1-1/4",25% | 503
75-2973 | BATTERY, 12V 1.2AH | 81
75-3005P | SPECIAL VENTED BONNET FOR 3/4" - 1-1/4" HMV | 261
75-3006P | SPECIAL VENTED BONNET, 3" HMV | 485
75-3007P | SPECIAL VENTED BONNET, 4" HMV | 1043
75-3078 | FACE PLATE, VPI/VPIF | 25
75-3245 | KIT, SPOOL, 3/4" POS 4 MVP | 87
75-3246 | KIT, SPOOL, 1-1/4" POS 4 MVP | 87
75-3247 | KIT, SPOOL, 1-1/2" - 2" MVP | 140
75-3289 | SPOOL REMOVAL TOOL, MVP | 14
75-3517 | KIT, MV CONVERSION, CABLE DONGLE, MODULATING | 173
77-0013 | LABEL, TANK | 5
77-0020 | PLUG, 3/4-14" NPT EXTERNAL HEX | 14
77-0034 | BRACKET, FLOAT BALL, & STEM FOR HAP-85 | 231
77-0060 | SCREW, SOCKET SET 6-32x3/4" SS MXE | 13
77-0102 | GASKET, 3/4" CONDUIT BODY (NEO) | 23
77-0123 | PHOENIX BLOCK 9 POSITION FOR VARI-LEVEL | 36
77-0124 | PHOENIX BLOCK 2 POSITION FOR VARI-LEVEL | 23
77-0125 | 4 POSITION CONNECTOR FOR PROBES | 14
77-0126 | BLOCK 2 POSITION FOR PROBES | 12
77-0131 | ENCLOSURE FOR VARI-LEVEL CONTROL UNIT | 324
77-0151 | SIGHT GLASS WITH LENS AND SHIELD | 355
77-0206 | #PCC-3 BUSSMAN FUSE | 25
77-0234 | TERMINAL BLOCK 3 POSITION | 31
77-0264 | GASKET FOR HLL | 15
77-0291 | LOCKNUT, 3/4" NPT. | 13
77-0293 | METAL BACKPLATE FOR VARI-LEVEL CONTROL UNIT | 28
77-0313 | GASKET, NEOPRENE | 23
77-0315 | 4-20MA DISPLAY TRANS ASSEMBLY | 2426
77-0340 | 500KHZ 4-20MA YORK TRANS ASSM. | 1494
77-0341 | METAL HOUSING COVER FOR VLT/SPS | 51
77-0355 | DIGITAL READOUT ONLY | 633
77-0518 | PRB BODY ASSM.(TELFON) SINGLE PT LVL SENS/SWTCH | 248
77-0526 | O-RING(-220 BUNA)FRST SHLD HANSEN SEE-LVL ONLY | 14
77-0555 | KIT, FROST SHIELD, SEE-LEVEL | 61
77-0565 | COAXIAL CONNECTOR RG6 | 14
77-0625 | SENSOR FOR SSHP08 PROBE | 209
77-0636 | ELECTRONIC ASSEMBLY SPSF/N 220V | 504
77-0652 | TRANSMITTER FOR VARI- LEVEL LP PROBE | 453
77-0750 | ASSY, SENSOR, FREON | 248
77-0751 | POWER SUPPLY, 24V | 447
77-0770 | 40" SENSOR ASSEMBLY | 403
77-0772 | 80" SENSOR FOR LP-08N | 439
77-1000 | KIT, VLT TRANSMITER HOUSING ASSEM. 4-20 MA OUTPUT | 1510
77-1001 | KIT, 500KHZ TRASMITTER ASSY. | 1539
77-1002 | REFLEX LENS KIT HANSEN SEE-LEVELS ONLY | 58
77-1003 | FROST SHIELD KIT FOR USE W/ HANSEN SEE-LEVEL ONLY | 66
77-1004 | INTERNAL READOUT KIT FOR VLT LVL TRANSDUCER PROBE | 607
77-1005 | KIT, TRANS W/COVER & GSKT FOR SHP/SVP PRB 0-5V | 703
77-1006 | VLT TRANSMITTR HOUSING ASSEM. 4-20MA OUTPUT VLTZ-2 | 1539
77-1009 | SINGLE PT SENSOR/SWITCH ADAPT.KIT FOR SEE-LEVEL | 140
77-1010 | SINGLE PT.SENSOR SWTH ADAPT. KIT FOR HENRY LIQ IND | 140
77-1011 | VLTDR TRANSMITTER HOUSING ASSEMBLY, 4-20 MA OUTPUT | 2148
77-1019 | KIT,TRANSMITTER FOR YORK PROBE R134A (02534169000) | 700
77-1022 | LP TRANSMITTER ASSEMBLY KIT FOR NH3 PROBES | 583
77-1023 | LP TRANSMITTER ASSY KIT FOR HALO PROBES | 668
77-1026 | KIT, BOARD, VLT FOR BPI | 1101
77-1028 | KIT, BOARD, 60" VLT FOR BPI | 1539
77-1031 | KIT, BOARD, 100" VLT FOR BPI | 2176
77-1032 | KIT, BOARD,120" VLT FOR BPI | 1383
77-1043 | KIT, CLEAR LENS | 84
77-1044 | KIT, FROST SHIELD, EXTENDED, SEE-LEVEL | 73
77-1045 | KIT,RVS REPLACEMENT HEAD,25"-173",3WIRE,DIGITAL | 938
77-1046 | KIT,TRANSMITTER MULTI-OUTPUT,DIGITAL,VOLTAGE | 791
77-1047 | VLTY-1 TRANSMITER HOUSING ASSY 4-20 MA OUTPUT | 1263
77-1048 | KIT, SHA ELECTRONIC HEAD | 944
77-1049 | KIT, METAL COVER FOR VLT, HPT, SPS | 36
77-1052 | KIT,SVPLC TRANSMITTER,TRANS PRB FOR LEVEL COLUMN | 798
77-1054 | KIT,ENCLOSURE,VARI-LEVEL | 462
77-1055 | KIT,RETAINING RING,SEE-LEVEL | 67
77-1057 | KIT, TRANS W/COVER & GSKT FOR SHP/SVP PRB 0-10V | 801
77-1058 | KIT, APM LEVEL SENSOR, LOW SIDE & DRAINER | 419
77-1059 | KIT, APM LEVEL SENSOR, HIGH SIDE | 561
77-1060 | KIT, APMF LEVEL SENSOR, LOW SIDE & DRAIN | 429
77-1061 | GASKET KIT, SEE-LEVEL LENSES | 26
77-2000 | GASKET, ELECTRICAL ENCLOSURE, AIRTIGHT | 23
77-2017 | FOUR CONDUCTOR 22 GA.CABLE 50 (FT) W/CONNECTORS | 166
78-0001 | CASTING, BODY, 1/2" STRAINER #781 | 116
78-0016 | BOTTOM CAP GASKET FOR ST050 | 16
78-0025 | SCREW, HEX HD. 5/16-18 X 1-1/8 | 14
78-0026 | BOTTOM COVER GASKET FOR ST100 STRAINER | 16
78-0085 | O-RING, (-231), BASKET FOR FS250 | 16
78-0089 | 5/8"-11 X 6" LONG BOLT FOR FS250 | 37
78-0121 | O-RING, (247), FOR FS250 | 16
78-0146 | O-RING FOR HEAVY DUTY STRAINER BASKET | 16
78-0148 | FILTER BAG ONLY FOR ST200 | 41
78-0151 | FILTER BAG FOR ST100 | 37
78-1001 | SCREEN KIT FOR 1/2" STRAINER 100 MESH | 51
78-1003 | STRAINER SCREEN KIT FOR ST(W)100 (60 MESH) | 91
78-1005 | STRAINER SCREEN KIT FOR 1-1/2, 2" ST200, 60 MESH | 126
78-1006 | STRAINER SCREEN KIT FOR 2-1/2" ST250 | 142
78-1007 | STRAINER SCREEN KIT FOR 3" ST300 | 152
78-1008 | STRAINER SCREEN KIT FOR 4" ST400 | 228
78-1009 | STRAINER SCREEN KIT FOR 5" & 6" | 840
78-1010 | STRAINER KIT FOR APM OR NEAP | 56
78-1011 | 120 MESH SCREEN KIT LIQUID REFRIG FILTER SYSTEM | 382
78-1012 | FILTER REPLACEMENT KIT FOR FS250,(60MESH) | 311
78-1013 | STRAINER SCREEN KIT FOR ST(W)100 HEAVY DTY,60 MESH | 152
78-1014 | STRAINER SCREEN KIT FOR ST(W)100 HEVY DTY,100 MESH | 242
78-1015 | KIT,STRAINER BAG,FOR ST100,MVP20-32 | 44
78-1016 | STRAINER BAG KIT FOR ST200 | 55
78-1017 | STRAINER BAG KIT FOR ST250 & ST300 | 60
78-1018 | STRAINER BAG KIT FOR ST400 | 66
78-1020 | STRAINER SCREEN KIT,3/4"-1-1/4"MVP(60 MESH) | 109
78-1022 | KIT, 1/2" STRAINER CAP W/DRAIN CONNECTION | 51
78-1023 | 2-1/2" STRAINER COVER HEAVY DUTY | 530
78-1024 | KIT, 2" STRAINER COVER HEAVY DUTY | 344
78-1025 | SCREEN KIT, ST200, 100 MESH | 394
78-1026 | SCREEN KIT, ST250 STRAINER, 100 MESH | 551
78-1027 | STRAINER SCREEN KIT, 3/4"-1-1/4"MVP(100 MESH) | 264

## Parts Kits - Control Valves
Part Kits - Quick Reference Guide
Small Solenoid Valves HS6, HS8A, HS8W, HS7
Size | Gasket Kit | Piston Kit | Cartridge Kit | Seal Cap Kit | Flange Gasket* | Screen Kit (STD) | Strainer Cover Gasket | Tube/Plunger Kit
5/32" (4 mm) HS6 | 70-1011 | - | - | 70-1075 | 70-0065 | 78-1001 | 78-0016 | 70-1059
41
1/2" (13mm) HS8A | 70-1005 | 70-1002 | 70-1001 |  | 16
|  | 110 |  | 20 | #N/A | 51 | 16
1/2" (13mm) HS8W | 45 | 70-1132 | 204 | #N/A | - | #N/A | #N/A
|  | 219 | #N/A | #N/A |  | #N/A | #N/A
3/4" (20mm) HS7 | 70-1017 | 70-1019 | 70-1018 | 50-1071 | 70-0132 | 78-1003 | 78-0026 | 123
252
1" (25mm) HS7 |  | 70-1020
| 55 | 269 | 269 | 42 | 16 | 91 | 16
1-1/4" (32mm) HS7 | #N/A | 70-1021 | #N/A | #N/A | #N/A | #N/A | #N/A
| #N/A | 287 | #N/A | #N/A | #N/A | #N/A | #N/A
* If ordering quantity of 12 or more flange gaskets, 50% discount.
HS4A Solenoid Valves & HA4A Regulators
Size | Gasket Kit | Piston Kit | V-Port/Seat Kit | Seal Cap Kit | Flange Gasket* | Adpater Gasket | 1-Port Adpapter Kit | 3-Port Adapter Kit
3/4" (20mm) | 75-1023 | 75-1019 | 75-1020 | 50-1071 | 70-0132 | 75-0489 | 75-1047 | 75-1048
143
1" (25mm) |  |  | 75-1021
| 37 | 161 | 189 | 42 | 16 | 16 | 235 | 397
1-1/4" (32mm) | #N/A | #N/A | 75-1022 | #N/A | #N/A | #N/A | #N/A | #N/A
| #N/A | #N/A | 197 | #N/A | #N/A | #N/A | #N/A | #N/A
1-1/2" (40mm) | 75-1039 | 75-1025 | 75-1029 | 75-1014 | 75-0138 | 75-0113 | 75-1049 | 75-1050
212
2" (50mm) | 45 | 265 | 75-1030 |  | 16 | 16 | 386 | 491
| #N/A |  | 275
2-1/2" (65mm) | 75-1040 | 75-1026 | 75-1031 | 80 | 75-0125 | 75-0093 | 75-1051 | 75-1052
| 55 | 344 | 301 | #N/A | 16
3" (80mm) | 75-1041 | 75-1027 | 75-1032 | #N/A | 75-0137 | 21 | 422 | 609
| 60 | 412 | 325 | #N/A | 18
4" (100mm) | 75-1042 | 75-1028 | 75-1033 | 50-1027 | 75-0253 | 75-0233 | 75-1053 | 75-1114
| 66 | 459 | 356 | 92 | 21 | 20 | 615 | 1171
5" (125mm) | 75-1111 | 75-1110 | 75-1112 | 50-1038 | - | 75-0605 | 75-1288 | -
|  |  | 780 |  |  | 75-0606
6" (150mm) | 122 | 1287 | 75-1113 | 152 |  | 42 | 1643
| #N/A |  | 935 |  |  | 45
Note: Where appropriated, PED versions of above kits are available - contact factory. 5"& 6" Adapter Gasket requires both parts.
Strainers, Flanged or Welded
For Valve Sizes | Cat. No. | 60 Mesh Screen Kit | 100 Mesh Screen Kit | Cover Gasket | Cloth Bag (filter) Kit
5/32" thru 1/2" | ST050 | - | 78-1001 | 78-0016 | -
|  |  | 51 | 16
3/4" thru 1" | ST100 | 78-1003 | 78-1014 | 78-0026 | -
91
| ST100HD | 78-1013 | 242 | 16 | 78-1015
|  | 152 | #N/A | #N/A | 44
1-1/2" thru 2" | ST200 | 78-1005 | 78-1025 | 75-0196 | 78-1016
|  | 126 | 394 | 18 | 55
2-1/2" | ST250 | 78-1006 | 78-1026 | 75-0128 | 78-1017
|  | 142 | 551
3" | ST300 | 78-1007 | - | 21 | 60
|  | 152 |  | #N/A | #N/A
4" | ST400 | 78-1008 | - | 75-0234 | 78-1018
|  | 228 |  | 19 | 66
5" & 6" | STW500 | 78-1009 | - | 75-0605 | -
| STW600 | 840 |  | 75-0606
Note: 5"& 6" Cover Gasket requires both parts; List Price is $42 and $45 respectively.

## Parts Kits - Shut-off Valves
Part Kits - Quick Reference Guide
Shut-off Valves, Screwed Bonnet (GT, AT), Threaded
Size | Gasket Kit | Bonnet O-Ring | Screwed Bonnet Kit | Disc Assembly Kit | Handwheel Kit | Seal Cap Kit
3/8" | 50-1040 | 50-0453 | 50-1041 | 50-1042 | 50-1005 | 50-1036
1/2" |  | 16 | 138 | 69
3/4" | 32 |  |  |  | 45 | 40
1" |  | 50-0017 | 50-1021 | 50-1004
1-1/4" |  | 16 | 163 | 73
Shut-off Valves, Bolted Bonnet (GTB, GSB, GS, AS, ASB, AW, GW), Welded
Size | Gasket Kit | Bonnet Gasket/ O-Ring | Bolted Bonnet Kit | Disc Assembly Kit* | Handwheel Kit | Seal Cap Kit
1/2" | 50-1040 | 50-0805 | 50-1094 | 50-1042 | 50-1005 | 50-1036
3/4" |  | 15 | 163 | 69
1" | 32 | 50-0806 | 50-1095 | 50-1004 | 45 | 40
1-1/4" |  | 15 | 163 | 73
1-1/2" | 50-1023 | 50-0259 | 50-1024 | 50-1025 | 50-1026 | 50-1027
2" | 42 | 16 | 329 | 174 | 74 | 92
2-1/2" | 50-1043 | 50-0310 | 50-1044 | 50-1045 | 50-1037 | 50-1038
3" | 44 | 19 | 427 | 120
4" | 50-1065 | 50-0537 | 50-1066 | 50-1067 | 103 | 152
| 60 | 18 | 583 | 146
5" | 50-1082 | 50-0708 | 50-1080 | 50-1086 | 50-1089 | 50-1091
| 73 | 19 | 955 | 161
6" | 50-1083 | 50-0709 | 50-1081 | 50-1087 | 158 | 146
| 78 | 35 | 1128 | 201
8" | 50-1084 | 50-0750 | 50-1085 | 50-1088 | 50-1090 | 50-1092
| 149 | 38 | 2094 | 217 | 291
10" | 50-1122 | 50-2223 | 50-1125 | 50-1128 | 50-1131 | 242
| 328 | 45 | 4594 | 261 | 315
12" | 50-1123 | 50-2260 | 50-1126 | 50-1129 | 50-1132 | 50-1134
| 415 | 65 | 6675 | 477
14" | 50-1124 | 50-2243 | 50-1127 | 50-1130 | 802 | 411
| 485 | 79 | 8788 | 599
16" | 50-1196 | 50-2582 | 50-1198 | 50-1200 | 50-1193 | 50-1194
| 865 | 49 | 14128 | 659
18" | 50-1197 | 50-2584 | 50-1199 | 50-1201 | 2288 | 556
| 869 | 64 | 17350 | 738
Note: Kits for Extended Neck Valves (1/2"-4") are also available. *Disc Assembly Kit for 10" above includes seat ring and bonnet O-ring only.
Hand Expansion Valves, Bolted Bonnet (RTB, VTB, VS, RSB, VSB, RW, VW)
Size | Gasket Kit | Bonnet Gasket/ O-Ring | HEV Bolted Bonnet Kit | Throttling Plug Kit (Bolted Bonnet) | Bar Handle Kit | Seal Cap Kit (Yellow)
1/2" | 50-1040 | 50-0805 | 50-1104 | 50-1053 | 50-1012 | 50-1049
|  |  | 142 | 97 |  | 40
3/4" |  | 15 | 50-1105 | 50-1054
|  |  | 177 | 99
1" | 32 |  | 50-1106 | 50-1015 | 41 | 42
|  | 50-0806 | 165 | 132
1-1/4" |  | 15 | 50-1107 | 50-1016
|  |  | 191 | 160
1-1/2" | 50-1023 | 50-0259 | 50-1031 | 50-1046 | 50-1039 | 50-1048
|  |  | 406 | 218
2" | 42 | 16 | 50-1032 | 50-1047 | 57 | 76
|  |  | 385 | 284
2-1/2" | 50-1043 | 50-0310 | 50-1108 | 50-1059 | 50-1051 | 50-1050
|  |  | 616 | 519
3" | 44 | 19 | 50-1078 | 50-1058
|  |  | 538 | 539 | 70 | 73
4" | 50-1065 | 50-0537 | 50-1121 | 50-1063
| 60 | 18 | 681 | 499
Note: Kits for Screwed Bonnet and Extended Neck Valves (1/2"-4") are also available.

## Parts Kits - MVP
1
Part Kits - Quick Reference Guide
MVP
Position 1 | Size | Gasket Kit | Bonnet Gasket | Bonnet Kit | Disc Assembly Kit | Seal Cap Kit | Handwheel Kit
Shut-off Valve | 1/2" (13mm) | 50-1040 | 50-0805 | 50-1094 | 50-1042 | 50-1036 | 50-1005
| 3/4" (20mm) |  | 15 | 163 | 69
| 1" (25mm) | 32 | 50-0806 | 50-1095 | 50-1004 | 40 | 45
| 1-1/4" (32mm) |  | 15 | 163 | 73
| 1-1/2" (40mm) | 50-1023 | 50-0259 | 50-1024 | 50-1025 | 50-1027 | 50-1026
| 2" (50mm) | 42 | 16 | 329 | 174 | 92 | 74
Position 2 | Size | 60 Mesh Screen Kit | 100 Mesh Screen Kit | Cover Gasket
Strainer | 1/2" (13mm) | - | 78-1001 | 78-0016
|  |  | 51 | 16
| 3/4" (20mm) | 78-1020 | 78-1027 | 50-0806
| 1" (25mm) | 109 | 264 | 15
1-1/4" (32mm)
| 1-1/2" (40mm) | 78-1005 | 78-1025 | 75-0196
| 2" (50mm) | 126 | 394 | 18
Position 3 | Size | Gasket Kit | Piston Kit | V-port/Seat Kit | Seal Cap Kit | Adapter Gasket | 1-Port Adapter Kit | 3-Port Adapter Kit
Solenoid or Regulator | 1/2" (13mm) | 70-1005 | 70-1132 | - | 70-1075 | - | 70-1001 | -
|  | 45 | 219 |  | 20 |  | 204
| 3/4" (20mm) | 75-1023 | 75-1019 | 75-1020 | 50-1071 | 75-0489 | 75-1047 | 75-1048
143
| 1" (25mm) |  |  | 75-1021
|  | 37 | 161 | 189 | 42 | 16 | 235 | 397
| 1-1/4" (32mm) |  |  | 75-1022
197
| 1-1/2" (40mm) | 75-1039 | 75-1025 | 75-1029 | 75-1014 | 75-0113 | 75-1049 | 75-1050
212
| 2" (50mm) | 45 | 265 | 75-1030 | 80 | 16 | 386 | 491
275
Position 3 | Size | Gasket Kit | V-Port/Seat Kit |  |  |  | Cartridge Kit | Actuator Kit
|  |  | MCV |  | MCR/MCX
Motorized Valve (MCV / MCR) | 7/32" (5mm) | 75-1338 | - | - | Cv=0.6 | 75-1375 | 75-1339 | 75-1331
246
| 9/32" (7mm) |  | - | - | Cv=1.1 | 75-1376
|  | 40 |  |  |  | 246 | 955 | 1862
| 1/16" (2mm) |  | - | - | Cv=0.2 | 75-1374
246
| 3/4" (20mm) | 75-1343 | Cv=6.4 | 75-1381 | Cv=2.2 | 75-1386 | 75-1340 | 75-1332
|  |  |  | 424 |  | 424
| 1" (25mm) |  | Cv=11.7 | 75-1382 | Cv=3.9 | 75-1387
|  | 48 |  | 424 |  | 501 | 913 | 1862
| 1-1/4" (32mm) |  | Cv=16.4 | 75-1383 | Cv=6.4 | 75-1381
|  |  |  | 424 |  | 424
| 1-1/2" (40mm) | 75-1344 | Cv=35 | 75-1384 | Cv=12 | 75-1388 | 75-1341 | 75-1333
|  |  |  | 501 |  | 733
| 2" (50mm) | 44 | Cv=47 | 75-1385 | Cv=16 | 75-1389 | 1003 | 1862
|  |  |  | 501 |  | 501
Position 4 | Size | Gasket Kit | Bonnet Gasket | Bonnet Kit | Disc Assembly Kit | Seal Cap Kit | Handwheel Kit | Spool or Seat Kit
(-1) Shut-off Valve | 1/2" (13mm) | 50-1040 | 50-0805 | 50-1094 | 50-1042 | 50-1036 | 50-1005 | 75-1302
|  |  | 15 | 163 | 69 |  |  | 75
| 3/4" (20mm) |  | 50-0806 | 50-1095 | 50-1004 |  |  | 75-3246
| 1" (25mm) | 32 |  |  |  | 40 | 45
| 1-1/4" (32mm) |  | 15 | 163 | 73 |  |  | 87
| 1-1/2" (40mm) | 50-1023 | 50-0259 | 50-1024 | 50-1025 | 50-1027 | 50-1026 | 75-3247
| 2" (50mm) | 42 | 16 | 329 | 174 | 92 | 74 | 140
Position 4 | Size | Gasket Kit | Hand Expansion (-2) |  | Stop Check / HEV (-3) |  | Seal Cap Kit (Yellow) | Bar Handle Kit | Spool or Seat Kit
|  |  | Bonnet Kit | Throttl Plug | Bonnet Kit | Throttl Plug
(-2) Hand Expansion or (-3) Stop/check HEV | 1/2" (13mm) | 50-1040 | 50-1104 | 50-1053 | 75-1305 | 75-1304 | 50-1049 | 50-1012 | 75-1302
|  |  | 142 | 97 | 225 | 114 |  |  | 75
| 3/4" (20mm) |  | 75-1248 | 50-1054 | 75-1247 | 75-1257 |  |  | 75-3245
|  |  | 147 | 99 |  | 166 |  |  | 87
| 1" (25mm) | 32 | 50-1106 | 50-1015 |  | 75-1258 | 42 | 41 | 75-3246
|  |  | 165 | 132 | 233 | 165
| 1-1/4" (32mm) |  | 50-1107 | 50-1016 |  | 75-1259 |  |  | 87
|  |  | 191 | 160 |  | 167
| 1-1/2" (40mm) | 50-1023 | 50-1031 | 50-1046 | 75-1252 | 75-1260 | 50-1048 | 50-1039 | 75-3247
|  |  | 406 | 218 |  | 338
| 2" (50mm) | 42 | 50-1032 | 50-1047 | 423 | 75-1261 | 76 | 57 | 140
|  |  | 385 | 284 |  | 347
Position 4 | Size | Gasket Kit | Stop/Check (-4) |  | Check (-5) |  | Seal Cap Kit (Green) | Bar Handle Kit | Spool or Seat Kit
|  |  | Bonnet Kit | Piston Kit | Bonnet Kit | Piston Kit
(-4) Stop/Check or (-5) Check | 1/2" (13mm) | 50-1040 | 75-1305 | 75-1303 | 75-1306 | 75-1303 | 50-1212 | 50-1012 | 75-1302
|  |  | 225 | 122 | 311 | 122 |  |  | 75
| 3/4" (20mm) |  | 75-1247 | 75-1262 | 50-1215 | 75-1262 |  |  | 75-3245
|  |  |  | 128 |  | 128 |  |  | 87
| 1" (25mm) | 32 |  | 75-1263 |  | 75-1263 | 41 | 41 | 75-3246
|  |  | 233 | 133 | 202 | 133
| 1-1/4" (32mm) |  |  | 75-1264 |  | 75-1264 |  |  | 87
|  |  |  | 150 |  | 150
| 1-1/2" (40mm) | 50-1023 | 75-1252 | 75-1265 | 50-1216 | 75-1265 | 50-1213 | 50-1039 | 75-3247
|  |  |  | 245 |  | 245
| 2" (50mm) | 42 | 423 | 75-1266 | 321 | 75-1266 | 92 | 57 | 140
|  |  |  | 255 |  | 255
Position 4 | Size | Gasket Kit | MCX/MRC (-7) |  | Cartridge Kit | Actuator Kit | Spool or Seat Kit
V-Port/Seat Kit
(-7) Motorized Valve (MCX / MCR) | 7/32" (5mm) | 75-1373 | Cv=0.6* | 75-1371 | 75-1358 | 75-1331 | See V-Port Seat Kit
810
| 9/32" (7mm) |  | Cv=1.1* | 75-1372
|  | 40 |  | 810 | 955 | 1862
| 1/16" (2mm) |  | Cv=0.2* | 75-1370
810
| 3/4" (20mm) | 75-1401 | Cv=2.2 | 75-1407 | 75-1380 | 75-1332 | 75-3245
|  |  |  | 206 |  |  | 87
| 1" (25mm) |  | Cv=3.9 | 75-1408 |  |  | 75-3246
|  | 42 |  | 206 | 634 | 1862
| 1-1/4" (32mm) |  | Cv=6.4 | 75-1403 |  |  | 87
206
| 1-1/2" (40mm) | 75-1402 | Cv=12 | 75-1409 | 75-1342 | 75-1333 | 75-3247
279
| 2" (50mm) | 45 | Cv=16 | 75-1410 | 713 | 1862 | 140
279
* Kit includes needle and seat.