## Valves and Controls
LP0320 LIST PRICE SCHEDULE
LIST PRICES SHOWN ARE FOR REFERENCE ONLY. FINAL PRICING & AVAILABLITY IS PER FACTORY.
(Use appropriate Valve Multiplier)
Item | Description | Price
35-1015 | M3E EXT CONNECTOR FOR REMOTE PRESSURE SOURCE | 137
40-0331 | 1/2" NPT EZ ADAPTER | 67
40-0332 | 3/4" NPT EZ ADAPTER | 73
40-0333 | COUPLING, 1/2" NPT - 3000#, PLATED | 29
40-0334 | COUPLING, 3/4" NPT - 3000#, PLATED | 37
50-2644 | BALL VALVE, SPRING RETURN, 1/2", 89 SERIES | 397
50-2645 | BALL VALVE, SPRING RETURN, 3/4", 89 SERIES | 487
50-2646 | BALL VALVE, SPRING RETURN, 1", 89 SERIES | 512
50-2647 | BALL VALVE, SPRING RETURN, 1/2", 76 SERIES | 439
50-2648 | BALL VALVE, SPRING RETURN, 3/4", 76 SERIES | 537
50-2649 | BALL VALVE, SPRING RETURN, 1", 76 SERIES | 616
50-2949 | CHAIN OPERATOR, 1-1/2" TO 2" SOV | 323
50-2971 | CHAIN OPERATOR, 2-1/2" TO 4" SOV | 488
50-2972 | CHAIN OPERATOR, 5" TO 6" SOV | 703
50-2973 | CHAIN OPERATOR, 8" TO 10" SOV | 1259
50-2974 | CHAIN OPERATOR, 12" TO 14" SOV | 1728
50-2975 | CHAIN OPERATOR, 16" TO 18" | 3187
50-2985 | CONNECTING LINK FOR CHAIN, 5" TO 10" SOV | 68
50-2986 | CONNECTING LINK FOR CHAIN, 12" TO 18" SOV | 73
50-2987 | CHAIN, FOR 1-1/2"-4" SOV CHAIN OPERATOR, PER FOOT | 12
50-2988 | CHAIN, FOR 5"-10" SOV CHAIN OPERATOR, PER FOOT | 16
50-2989 | CHAIN, FOR 12"-18" SOV CHAIN OPERATOR, PER FOOT | 17
50-3083 | CONNECTING LINK FOR CHAIN, 1-1/2" TO 4" SOV | 37
70-0022 | FLANGE, #050 x 3/8" FPT | 39
70-0023 | (70-0547) #50 FLANGE, 1/2" FPT | 39
70-0024 | (70-0548) #50 FLANGE, 3/4" FPT | 39
70-0112 | FLANGE, 1" X 3/4" FPT | 44
70-0113 | (70-0558) 1" X 1" FPT FLANGE | 44
70-0114 | 1" X 1-1/4" FPT FLANGES | 44
70-0115 | 1"X 3/4" SW FLANGE | 44
70-0116 | FLANGE, #100 X 1" SW, MX | 44
70-0117 | FLANGE, 1" X 1-1/4" SW | 44
70-0142 | #50 MALE ADAPTER RING (HCK) | 33
70-0234 | (70-0554) #50 X 1/2" WN FLANGE | 48
70-0237 | #050 FLANGE, 3/8" SW FLANGE | 35
70-0238 | (70-0551) FLANGE, 1/2" X 1/2" SW, MX | 38
70-0239 | FLANGE, 1/2" X 3/4" SW, MX | 38
70-0266 | #100 MALE ADAPTER RING, HCK4 | 40
70-0333 | FLANGE, #100 X 1-1/4" WN.. | 62
70-0334 | (NO ACTIVE VENDOR) #100 X 7/8" ODS FLANGE | 62
70-0335 | FLANGE,#100X28MM /1-1/8" ODS | 62
70-0336 | FLANGE, 1" X 1-3/8" ODS | 63
70-0350 | FLANGE, 1/2" X 5/8" ODS | 49
70-0432 | FLANGE,#100 X 1-1/2" WELDMENT | 62
70-0433 | 1/2" X 3/4"SW FLANGE FOR APM MX | 66
70-0480 | FLANGE,1" X 1-1/2" SW | 49
70-0511 | QUICK DISCONN PLUG SOCKET W/WATERTIGHT PLT LT,24V | 93
70-0512 | QUICK DISCONN PLUG SOCKET W/WATERTIGHT PLT LT,115V | 151
70-0513 | QUICK DISCONN PLUG SOCKET W/WATERTIGHT PLT LT,230V | 93
70-0525 | ASSY,1/2" HS8A SOLENOID VALVE FOR CO2 | 717
70-0551 | (70-0238) PLATED, #050 FLANGE, 1/2" SW | 46
70-0620 | ASCO VALVE, EF8262G220J, 24VDC | 884
70-0625 | FLANGE,#100 X 1" WN, SCH 80, PLATED | 62
70-0626 | FLANGE,#100 X 1-1/4"WN, SCH 80, PLATED | 62
70-1034 | FEMALE ADAPTER RING KIT FOR ST050 | 27
70-1035 | FEMALE ADAPTER RING KIT FOR ST100 | 34
70-1052 | MS SOLENOID CONTROL MODULE | 172
70-1076 | FAR50,1/2" FEMALE ADAPTER RING AND GASKET KIT | 27
70-1077 | FAR100,1"FEMALE ADAPTER RING AND GASKET KIT | 36
70-1085 | ENCAPSULATED COIL KIT,W/1/2"FITTING,115V50/60HZ | 99
70-1086 | ENCAPULATED COIL KIT,W/1/2"FITTING,230V/50/60HZ | 99
70-1087 | ENCAPSULATED COIL KIT, 1/2"NPT, 24VAC | 99
70-1088 | PLUG-IN COIL KIT,LESS DIN SOCKET,115V50/60HZ | 102
70-1089 | PLUG-IN COIL KIT,LESS DIN SOCKET,230V50/60HZ | 102
70-1090 | PLUG-IN COIL KIT,LESS DIN SOCKET,24VAC | 102
70-1091 | PLUG-IN COIL KIT,LESS DIN SOCKET,24V DC | 102
70-1092 | PLUG-IN ENCAPSUL.COIL KIT WITH DIN/ QD CONN.,115V | 113
70-1093 | PLUG-IN ENCAPSUL.COIL WITH DIN/QD CONN.,230V | 113
70-1094 | PLUG-IN ENCAPSUL.COIL KIT WITH DIN/QD CONN.,24VAC | 113
70-1095 | PLUG-IN ENCAPSUL.COIL kit WITH DIN/QD CONN.,24DC | 113
70-1100 | BEACON PILOT LIGHT KIT (RED) | 87
70-1101 | BEACON PILOT LIGHT KIT (AMBER) | 87
70-1102 | BEACON PILOT LIGHT KIT (GREEN) | 87
70-1104 | HANSEN ADAPTER KIT FOR DANFOSS COIL | 32
70-1105 | ENC COIL KIT 115V50/60HZ,W/ JUNCT BOX | 118
70-1106 | ENC COIL KIT,208/230V 50/60 JUNCT BOX | 118
70-1108 | ENC COIL KIT,24V 50/60 JUNCT BOX | 118
70-1113 | KIT, N.O. SOLENOID CONTROL MODULE | 384
70-1135 | HIGH PRESSURE MS CONTROL MODULE, CO2 | 336
70-1137 | 1/2" HS8W (OLD-STYLE PISTON)3/4"SW CONN-LESS COIL | 625
70-1138 | 1/2" HS8W (OLD-STYLE PISTON)1/2" SW CONN-LESS COIL | 625
70-1147 | MVP13,1/2" SOL,OLD HS8 PISTON,SOV,HW,3/4" SW CONN | 1569
70-1148 | MVP13,1/2" SOL,OLD HS8 PISTON,SOV,1" BW CONN | 1564
70-1149 | MVP13,1/2" SOL,OLD HS8 PISTON,SOV,3/4" SW CONN | 1493
70-1150 | MVP13,1/2" SOL,OLD HS8 PISTON,SOV,1/2" SW CONN | 1416
70-1151 | MVP13,1/2" SOL,OLD HS8 PISTON,SOV,HW,1/2" SW CONN | 1492
70-1152 | MVP13,1/2" SOL,OLD HS8 PISTON,SOV,HW,3/4" BW CONN | 1569
70-1153 | MVP13,1/2" SOL,OLD HS8 PISTON,SOV,HW, 1" BW CONN | 1640
70-1154 | MVP13,1/2" SOL,OLD HS8 PISTON,SCK,HW,3/4" SW CONN | 1776
70-1155 | ENCAPSULATED COIL KIT,1/2"FTG,115V50/60HZ,60"LEADS | 106
70-1156 | ENCAPULATED COIL KIT,1/2"FTG,230V/50/60HZ,60"LEADS | 106
70-1157 | MVP13,1/2" SOL,OLD HS8 PISTON,SCK,HW,1/2" SW CONN | 1688
72-0022 | HCK4-8 2" FLGED IN-LINE CHECK VLV, LESS FLGES | 455
72-0037 | MAR200 MALE ADAPTER RING FOR 1-1/2" & 2" HCK4 | 56
72-0055 | MAR250 MALE ADAPTER RING, 2-1/2" HCK4 | 64
72-0056 | MAR300 MALE ADAPTER RING | 66
72-0057 | MAR400 MALE ADAPTER RING | 97
72-0059 | ASSY,1-1/2"FLANGED IN-LINE CHECK VALVE | 393
72-0079 | HCK4-6 1-1/4"(4-BOLT):FLANGED IN-LINE CHK VLV | 315
72-1001 | 3"HCK4-0LR CHK VLV& REPLMT KIT OR WOLF-LINDE#5980 | 1002
72-1002 | 4"HCK4-1LR, CHK VLV& REPLMT KIT FOR WOLF-LINDE#598 | 1566
75-0034 | FLANGE,#200 X 1-1/2" SW | 66
75-0035 | FLANGE, #200 X 2" SW | 66
75-0038 | #250 X 2-1/2" SW FLANGE | 112
75-0039 | FLANGE, #250 X 3" SW | 117
75-0042 | FLANGE, #300 X 2 1/2" SW | 115
75-0043 | (75-2142) FLANGE, #300 X 3" SW | 126
75-0417 | #400 X 4" SW FLANGE | 206
75-0436 | 2" X 1-5/8" ODS FLANGE | 87
75-0437 | 2" X 2-1/8" ODS FLANGE | 87
75-0438 | 2-1/2" X 2-5/8" ODS FLANGE | 138
75-0464 | FLANGE,#400 X 4" WN | 275
75-0479 | #400 X 4-1/8" ODS FLANGE | 261
75-0482 | 3" X 3-1/8" ODS FLANGE | 184
75-0484 | MALE ADAPTER RING 1/2" x 5/8" | 34
75-0495 | 1-1/4" X 1-1/4" (4 BOLT FLANGE) | 84
75-0500 | 2-1/2" WN FLANGES | 177
75-0524 | #200 FLANGE, 2" WN | 87
75-0525 | FLANGE, #200 X 2-1/8" ODS | 87
75-0526 | #200 X 1-5/8" ODS FLANGE | 87
75-0550 | FLANGE, #200 X 1-1/2" WN.. | 87
75-0561 | AMMONIA GAUGE -1 TO +11 BAR PROD TO "GA1M" | 187
75-0562 | AMMONIA GAUGE -1 TO +21 BAR PROD TO "GA2M" | 185
75-0576 | FLANGE, #300 X 3" / 80MM WN. | 175
75-0577 | #300 X 3-1/8" ODS FLANGE | 175
75-0578 | FLANGE, 2-1/2" X 2-1/2" WN | 138
75-0579 | FLANGE, #250 X 2-5/8" / 67MM ODS | 138
75-0700 | HONEYWELL MOTOR FOR 4-20MA INPUT SIGNAL, 120VAC | 1057
75-0713 | AM CNTRL MOD,HDWR ONLY(LESS MTR)RG V,SPEC INST REQ | 1986
75-0718 | TR40 TRANSFORMER 120V/230:24V FOR AM/AQ MOTOR | 272
75-0719 | TRANSFRMR,REMOT,240/24,PEN,MPP | 295
75-0774 | 1-1/4" X 1-1/4" SW FLANGE (4-BOLT) | 44
75-0791 | RESEATING RELIEF CONTROL MOD(PILOT)RG D | 471
75-0843 | HONEYWELL MOTOR FOR 135 OHM INPUT SIGNAL, 24 VAC | 1068
75-0844 | KIT,HONEYWELL MOTOR ASSY,4-20MA INPUT SIGNAL120VAC | 1068
75-0845 | HONEYWELL FLOATING MOTOR | 1330
75-0852 | PENN FLOATING MOTOR W/HARDWARE | 1232
75-0854 | PROPORTIONAL CONTROLLER, 4-20MA | 629
75-0855 | DIGITAL DISPLAY MODULE FOR PROPORTIONAL CONTROLLER | 364
75-0869 | ASSY,1-1/2"HCK1,PSTN CHK VLV,INTERN EQUAL | 941
75-1043 | FEMALE ADAPTER RING KIT FOR ST200 STRAINER | 99
75-1044 | FEMALE ADAPTER RING KIT FOR ST250 STRAINER | 127
75-1045 | FEMALE ADAPTER RING KIT FOR ST300 STRAINER | 143
75-1046 | FEMALE ADAPTER RING KIT FOR ST400 STRAINER | 187
75-1063 | M3S PILOT PORT STOPPING PLUG FOR HA4A REGULATOR | 31
75-1064 | M3B PILOT PORT STRAIGHT THRU FLOW PLUG FOR HA4A RE | 31
75-1081 | M3L/P DIFF PRES PILOT/PNEUM.COMP.PRES PILOT,RG.A | 471
75-1082 | 3/4"(20MM)AR1 MAIN REG.BODY W/ 1-CONTRL MOD(PILOT) | 515
75-1083 | 1"(25MM)AR1 MAIN REG.BODY W/ 1 -CONT MOD(PLT)PORT | 550
75-1084 | 1-1/4"(32MM)AR1 MAIN REG.BODY W/ 1 -CONT MOD(PILOT | 754
75-1084E | 1-1/4"(32MM)A1 MAIN REG.BODY CE CAT.I,MOD.A,EF 100 | 754
75-1084Z | 1-1/4"(32MM)AR1 MAIN REG.BODY W/1 -CONT MOD,PLTD | 871
75-1085 | 1-1/2"(40MM)AR1MAIN REG.BODY W/ 1-CONT MOD(PILOT)P | 1096
75-1085E | 1-1/2"(40MM) AR1 MAIN REG CE-CAT.II,MOD H,EF101 | 1096
75-1086 | 2"(50MM)AR1 MAIN REG BODY W/ 1-CONT MODULE(PILOT)P | 1332
75-1086E | 2"(50MM)AR1 MAIN REG.1 PLT CE-CAT.II,MOD.H,EF 101 | 1332
75-1087 | 2-1/2"(65MM)AR1 MAIN REG.BODY W/ 1 -CONT MOD(PILOT | 1735
75-1087E | 2-1/2"(65MM)MAIN REG.1 MOD CE-CAT.II,MOD.H,EF 101 | 1735
75-1088 | 3"(80MM)AR1 MAIN REG.W/ 1-CONT MOD(PLT)PORT | 2512
75-1088E | 3"(80MM)AR1,MAIN REG.1 MOD CE-CAT.II,MOD.H.EF 101 | 2512
75-1089 | 4"(100)AR1 MAIN REG BODY W/ 1-CONT MOD(PILOT)PORT | 3782
75-1089E | 4"(100MM)AR1,MAIN REG.1 MOD CE.CAT.II,MOD.H,EF101 | 3782
75-1090 | 3/4"(20MM)AR3 MAIN REG.W/ 3-CON MOD(PLT)PORT | 637
75-1091 | 1"(25MM)AR3 MAIN REG.BODY W/ 3 -CONT MOD(PLT)PORT | 673
75-1092 | 1-1/4"(32MM)AR3 MAIN REG.BODY W/ 3-CONT MOD(PILOT | 887
75-1092E | 1-1/4"(32MM) AR3 MAIN REG. CE-CAT.I,MOD A,EF 100 | 887
75-1093 | 1-1/2"(40MM)AR3 MAIN REG BODY W/ 3-CONT MOD(PILOT) | 1245
75-1093E | 1-1/2"(40MM)AR3 MAIN REG. CE-CAT.II,MOD.H,EF 101 | 1245
75-1094 | 2"(50MM)AR3 MAIN REG BODY W/ 3-CONT MODULE(PILOT)P | 1467
75-1094E | 2"(50MM)AR3 MAIN REG. CE-CAT.II,MOD H,EF101 | 1467
75-1095 | 2-1/2"(65MM)AR3 MAIN REG BODY W/ 3-CONTRL MOD(PILO | 1870
75-1095E | 2-1/2"(65MM)AR3 MAIN REG. CE-CAT.II,MOD.H,EF101 | 1870
75-1096 | 3"(80MM)AR3 MAIN REG BODY W/ 3-CONT MODULE(PILOT)P | 2647
75-1096E | 3"(80MM)AR3MAIN REG.3-PORT CE-CAT.II,MOD H, EF 101 | 2647
75-1097 | KIT,M3 INLET PRES. MOD.PILOT RG.A:0 TO 150 PSI | 356
75-1098 | M3 INLET PRES.CONT MOD PILOT)RG B:30 TO 300PSIG | 356
75-1099 | M3, INLET PRESS CNTRL MOD(PILOT) RG V: 20-130 PSI | 571
75-1100 | M30 OUTLET PRES.CONTRL MOD (PILOT)RG V: 20-130 PSI | 684
75-1101 | M30 OUTLET PRES.CONTRL MOD (PILT)RG B:30TO300PSIG | 684
75-1103 | M3K RESEAT RELIEF CONTROL MODULE(PILOT), RANGE A | 426
75-1104 | M3K RESEATING RELF CNTRL MODULE(PILOT)RGE B,# | 426
75-1126 | COMPACT PRES CONTRL MODULE (PILOT)RG A:0TO150PSIG | 356
75-1127 | KIT, M3KW RG.A COMPACT PILOT | 426
75-1128 | 4"AR3,MAIN REG BODY WITH 3-CONTROL MOD.(PILOT)PORT | 3915
75-1128E | 4"(100MM)AR3,MAIN REG.3 MOD. CE.CAT.II,MOD.H,EF101 | 3915
75-1136 | FAR200, 2" FEMALE ADAPTER RING AND GASKET KIT | 99
75-1137 | FAR250, 2-1/2"FEMALE ADAPTER RING AND GASKET KIT | 127
75-1138 | FAR300, 3" FEMALE ADAPTER RING AND GASKET KIT | 143
75-1139 | FAR400, 4" FEMALE ADAPTER RING AND GASKET KIT | 187
75-1143 | HONEYWELL MOTOR MOUNTING KIT | 33
75-1146 | M3Q,ELECT CTRL MOD RG 0-87 PSIG(0-6 BAR),W/ACTUATR | 2725
75-1193 | KIT,RANGE A,MOTORIZED PILOT MOD | 418
75-1202 | KIT, M3K RANGE C PILOT | 629
75-1203 | KIT, M3K RANGE D PILOT | 426
75-1204 | KIT, M3 RANGE C PILOT | 558
75-1205 | KIT, M3 RANGE D PILOT | 356
75-1241 | 1-1/4"(32MM)AR1 MAIN BODY (4-BLT)1-CONT MOD(PILOT | 838
75-1242 | 1-1/4"(32MM)AR3 MAIN BODY(4-BLT)3 -CNT MOD(PILOT | 986
75-1243 | KIT, OUTLET PRESSURE PILOT RANGE D, HIGH PRESSURE | 690
75-1249 | KIT, M3 PNEUM RG.V CONTROL MOD. | 687
75-1283 | KIT, RANGE B, MOTORIZED PILOT MODULE | 418
75-1285 | KIT, RANGE V, MOTORIZED PILOT MODULE | 633
75-1324 | M3OP OUTLET PNEUM PRES.PILOT,RG V: 20"-130 PSI | 600
75-2021 | CONFIGURED ONLY, ACTUATOR KIT FOR M3Q | 2307
75-2022 | KIT, PILOT, M3Q P.P. | 418
75-2058 | 3/4"(20MM)HA4AK REG. 50%RED.RG.100-550PSIG,CO2 | 1014
75-2059 | 3/4"(20MM)HA4AK REG. 25%RED.RG.100-550PSIG,CO2 | 967
75-2060 | 1-1/4"(32MM)HS4A SOLENOID VALVE FOR CO2 | 1363
75-2061 | 3/4"(20MM)HA4ADK DUAL RESEAT RELF REG.25%RED.FOR C | 2673
75-2062 | 3/4"(20MM)HA4ADMK ELECT.MTR RELF REG.25%,FOR CO2 | 4273
75-2154 | (USE 75-1103Z) PRESS PILOT RG A:@ 70#, PLT | 447
75-2159 | ASSY, RG.A P-L P.PILOT, PLT | 497
75-2201 | ASSY, RANGE B OUTLET P.P., PLT | 715
75-2279 | 75-0042 PLATED-FLANGE,#300 X2-1/2"SW | 153
75-2318 | FLANGE,#200 X 1-1/2" WN, SCH 80, PLATED | 87
75-2319 | PNEUM.PILOT,R/A,0-150PSI FOR CO2 (KIT# 75-1186) | 698
75-2424 | 1-1/2" (40mm) HCK1 CHECK VALVE,60% REDUCED | 852
78-0140 | ST100 REFRIG.STR.HEAVY DUTY 100 MESH SCREEN, W/FAR | 437
78-0166 | 1/2"(13MM)REFRIGERANT STRAINER FOR CO2 | 323
78-0188 | STRAINER ASSY, ST200 W/1/4" ANPT SENSING PORT | 690
78-0188E | STRN ASSY,ST200 W/1/4" NPT SEN PORT,CE-CATII,MOD H | 690
78-0189 | STRAINER ASSY, ST250 W/1/4" ANPT SENSING PORT | 915
78-0189E | ST250 1/4" ANPT SENS PT, CE-CATII, MOD.H, EF101 | 1007
78-0192 | ASSY, ST200 W/ 1/4"ANPT SENSING PORT, PLATED | 748
AR3W/8082 | 4" 3-PORT PILOT (LESS PILOT)WELD-IN 4"BW CON. | 4945
AS150C | 1-1/2" REFRIG.SHUT-OFF VLV ANG ,SOCKET WELD,SC | 441
AS150CE | 1-1/2"SHUT-OFF VLV ANG,SW,SC CE-CAT II,MOD H EF107 | 441
AS150CS | 1-1/2"REFRG SHUT-OFF ANG SW SC W/ S/S PACK NUT | 497
AS150H | 1-1/2"NH3 SHUT-OFF VALVE ANGLE,SOCKET WELD,HW | 441
AS150HE | 1-1/2" SHUT-OFF VLV,ANG,SW,HW,CE-CATII,MOD H.EF107 | 441
AS150HS | 1-1/2" ANGLE SHUT-OFF, SW, HW, W/ S/S PACKING NUT | 497
AS200C | 2"REFRIGE.SHUT-OFF VALVE ANGLE,SOCKET WELD,SC | 509
AS200CE | 2" ANGLE SHUT-OFF VLV,SW, SC, CE-CATII,MOD H EF107 | 509
AS200CS | 2"REFRIG.SHUT-OFF,ANG.SW,SC,W/ S/S PACK NUT | 565
AS200H | 2" AMMONIA SHUT-OFF VALVE ANGLE,SW,HW | 509
AS200HE | 2" SHUT-OFF VLV, ANG,SW,HW,CE-CATII,MOD.H,EF107 | 509
AS200HS | 2" ANGLE SHUT-OFF, SW, HW, W/ S/S PACKING NUT | 565
AS251C | 2-1/2"REFRIG.SHUT-OFF VLV ANGLE,SOCKET WELD,SC | 683
AS251CE | 2-1/2"SHUT-OFF VLV ANG,SW, SC,CE-CATII MOD H,EF107 | 683
AS251CS | 2-1/2" ANG SHUT-OFF VLV, SW,SC,S/S PACKING NUT | 754
AS251H | 2-1/2"NH3 SHUT-OFF VALVE ANGLE,SOCKET WELD,HW | 683
AS251HE | 2-1/2"SHUT-OFF VLV ANG,SW,HW,CE-CATII,MOD.H,EF107 | 683
AS251HS | 2-1/2" ANG SHUT-OFF VLV,SW,HW, S/S PACK NUT | 754
ASB050C | 1/2"SHUT-OFF VLV,ANGLE ,BLT BONNET,SW,SC | 184
ASB050CS | 1/2"ANG. SHUT-OFF,BLT.BNT,SW,SC,W/ S/S PACK NUT | 235
ASB050H | 1/2" SHUT-OFF VALVE, ANGLE, 4 BLT, SW, HW | 184
ASB050HS | 1/2" ANG. VLV,BLT.BNT.SW.HW.W S/S PACKING NUT | 235
ASB075C | 3/4"SHUT-OFF VLV,ANGLE ,BLT BONNET,SW.SC | 219
ASB075CS | 3/4" SHUT-OFF ANG,BLT.BNT. SW,SC,W/ S/S PACK NUT | 270
ASB075H | 3/4"SHUT-OFF VALVE,ANGLE,BOLTED BLT,SW,HW | 219
ASB075HS | 3/4" ANG SHUT-OFF,BLT.BNT,SW,HW, S/S PACK NUT | 270
ASB100C | 1"SHUT-OFF VALVE,ANGLE ,BLT BONNET,SW.SC | 230
ASB100CS | 1" SHUT-OFF,ANG,BLT.BNT.SW,SC,W/S/S PACKING NUT | 281
ASB100H | 1"SHUT-OFF VLV,ANGLE ,BOLTED BONNET,SW,HW | 230
ASB100HS | 1" ANG SHUT-OFF VLV,SW, BLT.BNT.HW,W/ S/S PACK NUT | 281
ASB125C | 1-1/4"SHUTOFF VLV,ANGLE ,BOLT BONNT,SW,SC | 317
ASB125CE | 1-1/4"SHUT-OFF,ANGLE,SW,SC,CE-CATI MODA,EF106 | 317
ASB125CS | 1-1/4"ANG SHUT-OFF,BLT.BNT.,SW,SC, S/S PACK NUT | 368
ASB125H | 1-1/4"SHUTOFF VLV,ANGLE,BOLT BONNT,SW,HW | 317
ASB125HE | 1-1/4"SHUT-OFF,ANGLE,SW,HW,CE-CAT I,MODA.EF106 | 317
ASB125HS | 1-1/4" ANG SHUT-OFF VLV,SW,HW,S/S PACKING NUT | 368
ASBZ050C | 1/2"SHUTOFF VLV,ANG,BLT BNT,SW,SC,PLT | 209
ASBZ050CS | 1/2" SHUT-OFF,ANG,BLT.BNT,SW,SC W/ S/S PACK,PLTD | 260
ASBZ050H | 1/2"SHUTOFF VLV,ANGL,BOLT BNT,SW,HW,PLT | 209
ASBZ050HS | 1/2" SHUT-OFF,ANG,BLT BNT,SW,HW,W/ S/S PACK.,PLT | 260
ASBZ075C | 3/4"SHUTOF VL,ANGL,PLATD, ,BLT BNNT,SW,SC | 243
ASBZ075CS | 3/4"ANG VLV,BLT.BNT,SW,SC, S/S PACK NUT, PLTD | 294
ASBZ075H | 3/4"SHUTOF VL,ANGL,PLAT, ,BLT BNNT,SW,HW | 243
ASBZ075HS | 3/4" SHUT-OFF,ANG.SW.HW.W/ S/S PACK NUT,PLATED | 294
ASBZ100C | 1"SHUTOFF VLV,ANGL,PLATD, ,BOLT BONNT,SW,S | 256
ASBZ100CS | 1"SHUT-OFF,ANG,BLT.BNT.SW.SC,W/ S/S/ PACK,PLTD | 307
ASBZ100H | 1"SHUTOFF VLV,ANGL,PLATD, ,BOLT BNNT,SW,HW | 256
ASBZ100HS | 1" SHUT-OFF,ANG.SW.HW. W/ S/S PACK NUT, PLATED | 307
ASBZ125C | 1-1/4" ANGLE SHUT-OFF VALVE, SW PLTD ,BLTD BON,SC, | 343
ASBZ125CE | 1-1/4"ANG.SHUT-OFF,SW,SC,PLTD, CE-CATI,MODA,EF106 | 343
ASBZ125CS | 1-1/4" ANG VLV ,BLT.BNT.SW,SC, S/S/ PACK NUT,PLTD | 394
ASBZ125H | 1-1/4"SHUT-OFF VLV,ANG,.NECK,BLTD BON,SW, | 343
ASBZ125HS | 1-1/4" SHUT-OFF,ANG.SW.HW.W/ S/S/ PACK, PLATED | 394
ASE050C | 1/2"SHUT-OFF VLV, ANG, EXT.NECK,BLT.BNT,SW,SC | 266
ASE050H | 1/2"SHUT-OFF VLV, ANL,EXT.NECK,BLT. BNT,SW,HW | 266
ASE075C | 3/4"SHUT-OFF VALVE,ANG, EXT.NECK,BLT.BNT,SW,SC | 303
ASE075H | 3/4"SHUT-OFF VALVE,ANG,EXT.NECK,BLT. BONNET,SW,HW | 303
ASE100C | 1"SHUT-OFF VALVE,ANG, EXT.NECK, BLT.BONNET,SW,SC | 360
ASE100H | 1"SHUT-OFF VALVE,ANGLE, EXT.NECK,BLT. BONNET,SW,HW | 360
ASE125C | 1-1/4"SHUT-OFF VLV,ANG,EXT.NECK,BLT.BNT,SW,SC | 449
ASE125H | 1-1/4"SHUT-OFF VLV,ANG, EXT.NECK,BLT. BNT,SW,HW | 449
ASE150C | 1-1/2"SHUT-OFF VLV,ANG,EXT.NECK,BLT.BONNET,SW,SC | 596
ASE150H | 1-1/2"SHT-OFF VLV,ANG,EXT.NECK,BLT. BONNET,SW,HW | 596
ASE200C | 2"SHUT-OFF VALVE,ANG, EXT.NECK,BLT. BONNET,SW,SC | 666
ASE200H | 2"SHUT-OFF VALVE,ANG, EXT.NECK,BLT. BONNET,SW,HW | 666
ASE251C | 2-1/2" SHUT-OFF VLV,ANG.EXT.NECK,BLT. BNT,SW,SC | 878
ASE251H | 2-1/2" SHUT-OFF VAVLE, ANG.EXT.NCK,BLT.BNT,SW,HW | 878
ASEZ075C | 3/4" ANGLE SHUT-OFF VLV,EXT. NECK.SW.SC, PLATED | 328
ASEZ075H | 3/4" SHUT OFF VLV, ANG,EXT NECK,BLT BNT,PLTD, SW, | 328
ASEZ100C | 1" ANGLE SHUT-OFF VLV, EXT.NECK,SW,SC,PLATED | 387
ASEZ100H | 1" ANGLE SHUT-OFF,EXT NECK,SW,HW,PLATED | 387
ASEZ125C | 1-1/4"SHUT-OFF,ANG,EXT NECK,BLT.BNT.SW.SC.PLATED | 476
ASEZ125H | 1-1/4"SHUT-OFF,ANG,EXT NECK,BLT.BNT.SW.HW.PLATED | 476
ASEZ150C | 1-1/2" ANGLE SHUT-OFF VALVE, EXT NECK,SW,SC,PLTD | 654
ASEZ150H | 1-1/2"SHUT-OFF ANG,EXT NECK,BLT BNT,SW,HW,PLTD | 654
ASEZ200C | 2" SHUT-OFF, ANG, EXT NECK,BLT BNT SW, SC, PLATED | 729
ASEZ200H | 2"SHUT-OFF,ANG,EXT.NECK.BLT.BNT SW,HW,PLTD | 729
ASEZ251H | 2-1/2"SHUT-OFF,ANG.EXT.NECK.BLT.BNT.,SW,HW.ZINC | 973
ASZ150C | 1-1/2"REFRIG.SHUT-OFF VALVE, PLATED,ANGLE,SW,SC | 498
ASZ150CS | 1 1/2" ANGLE VALVE SW,SC, W/ S/S/ TRIM,PLTD | 554
ASZ150H | 1-1/2"AMMONIA SHUT-OFF VALVE, PLATED,ANGLE,SW,HW | 498
ASZ150HS | 1-1/2"SHUT-OFF,ANG.SW.HW. W/ S/S PACK NUT, PLATED | 554
ASZ200C | 2"REFRIGERANT SHUT-OFF VALVE, PLATED,ANGLE,SW,SC | 569
ASZ200CS | 2" ANG SHUT-OFF,SW,SC, W/ S/S PACKING, PLATED | 625
ASZ200H | 2"AMMONIA SHUT-OFF VALVE, PLATED,ANGLE,SW,HW | 569
ASZ200HS | 2" SHUT-OFF,ANG.SW.HW.,SS PACK NUT,PLT | 625
ASZ251C | 2-1/2"REFRIG SHUT-OFF VALVE, PLATED,ANGLE,SW,SC | 774
ASZ251CS | 2-1/2" ANGLE SOV, SW, SEAL CAP W/SS TRIM, PLATED | 845
ASZ251H | 2-1/2"AMMONIA SHUT-OFF VALVE, PLATED,ANGLE,SW,HW | 774
AT038C | 3/8"REFRIG SHUT-OFF VLV ANGLE,THREADED,SEAL CAP | 154
AT038H | 3/8"NH3 SHUT-OFF VALVE ANGLE,THREADED,HW | 154
AT051C | 1/2"REFRIG.SHUT-OFF VLV ANGLE,THD,SEAL CAP | 158
AT051H | 1/2"NH3 SHUT-OFF VALVE ANGLE,THREADED,HW | 158
AT076C | 3/4"REFRIG SHUT-OFF VLV ANGLE,THREADED,SEAL CAP | 180
AT076H | 3/4"NH3 SHUT-OFF VALVE ANGLE,THREADED,HW | 180
ATB050C | 1/2"SHUT-OFF VLV,ANGLE,BLT BON,THD.,SC | 182
ATB050CS | 1/2" ANGLE SHUT-OFF THD, BLT.BNT. SC S/S PACK NUT | 233
ATB050H | 1/2"SHUT-OFF VALVE,ANGLE,BLTD,BON,THD,HW | 182
ATB050HS | 1/2" ANG SHUT-OFF,THD BLT BNT,HW W/ S/S PACK NUT | 233
ATB075C | 3/4"SHUT-OFF VLV,ANGLE ,BLTD BON,THD.SC | 218
ATB075CS | 3/4"SHUT-OFF VLV.ANG.,BLT.BNT.SC W/S/S PACK NUT | 269
ATB075H | 3/4"SHUT-OFF VLV,ANGLE,BLTD BONN,THD,HW | 218
ATB075HS | 3/4" ANG SHUT-OFF,THD,BLT.BNT,HW, S/S PACK NUT | 269
ATB100C | 1"SHUT-OFF VLV,ANGLE,BLT BONNET,THD.,SC | 228
ATB100CS | 1" ANG SHUT-OFF, THD,SC,BLT BNT W/ S/S PACKING NUT | 279
ATB100H | 1"SHUT-OFF VALVE,ANGLE,BLTD BONN,THD,HW | 228
ATB100HS | 1" ANG SHUT-OFF THD,HW,BLT BNT S/S PACKING NUT | 279
ATB125C | 1-1/4"SHUTOFF VLV,ANGL ,BOLT BONNT THD,SC | 317
ATB125H | 1-1/4"SHUTOFF VLV,ANGL,BOLT BONNT,THD,HW | 317
ATB125HS | 1-1/4"ANG. SHUT-OFF,THD,HW,BLT.BNT W/ S/S PACK NUT | 368
ATBZ050C | 1/2" SHUT-OFF VLV,ANGL,PLATD,BLT BNT,THD,SC | 206
ATBZ050CS | 1/2" ANGLE SHUT-OFF THD, BLT.BNT. SC S/S, PLATED | 257
ATBZ050H | 1/2" SHUT-OFF VLV,ANG,PLT,BLT BNT,THD,HW | 206
ATBZ075C | 3/4"SHUT-OFF VALVE,ANGLE,PLATED, EXT.NECK,BOLTED B | 242
ATBZ075CS | 3/4" ANG.VALVE,THD,BLT.BNT SC W/ S/S PACK, PLTD. | 293
ATBZ075H | 3/4"SHUTOF VLV,ANGL,PLATD EXT.NECK,BOLT BNNT,THD,H | 242
ATBZ075HS | 3/4"ANG.VALVE,THD.BLT.BNT HW W/S/S PACK, PLTD | 293
ATBZ100C | 1"SHUTOFF V,ANGL,PLATD, EXT.NECK,BLT BNNT,THD,SC | 254
ATBZ100H | 1"SHUT-OFF VLV,ANGLE,PLATED EXT.NECK,BLTD BON,THD, | 254
ATBZ125C | 1-1/4"SHUT-OFF VLV,ANG,PLTD, EXT.NECK,BLT BON,THD, | 343
ATBZ125H | 1-1/4"SHUT-OFF VLV,ANG,PLTD, EXT.NECK,BLT BON,THD, | 343
ATE050C | 1/2" SHT-OFF VLV, ANGLE,EXT.NECK,BLT.BONNET,THD,SC | 264
ATE050H | 1/2" SHUT-OFF VLV, ANG, EXTNECK,BLT.BNT,THD.HW | 264
ATE075C | 3/4" SHUT-OFF VLV,ANG,EXT.NCK,BLT.BNT,THD.SC | 302
ATE075H | 3/4" SHUT-OFF VLV,ANG,EXT.NCK,BLT.BNT,THD,HW | 302
ATE100C | 1" SHUT-OFF VALVE,ANGLE,EXT.NECK,BLT.BONNET,THD,SC | 358
ATE100H | 1" SHUT-OFF VALVE,ANGLE,EXT.NECK,BLT.BONNET,THD,HW | 358
ATE125C | 1-1/4" SHUT-OFF VLV,ANGLE.EXT.NCK,BLT.BNT,THD,SC | 449
ATE125H | 1-1/4" SHUT-OFF VALVE, ANG,EXT.NCK,BLT.BNT,THD,HW | 449
ATEZ075H | 3/4" ANG SHUT-OFF,EXT NECK THD,HW, PLATED | 327
ATZ038C | 3/8"REFRIG.SHUT-OFF VALVE, PLATED,ANGLE,THRD,SC | 177
ATZ038H | 3/8"NH3 SHUT-OFF VLV, PLATED,ANGLE,THRD,HW | 177
ATZ051C | 1/2"REFRIG SHUT-OFF VALVE PLATED,ANGLE,THRD,SC | 183
ATZ051H | PLATED,ANGLE,THRD,HW 1/2" AMMONIA SHUT-OFF VLV | 183
ATZ076C | 3/4"REFRIG.SHUT-OFF VALVE PLTD.,ANGLE,THRD,SC | 204
ATZ076H | 3/4"NH3 SHUT-OFF VALVE PLATED,ANGLE,THRD,HW | 204
AW1000C | 10" REFRIG. SHUT-OFF VALVE ANGLE, BW, SC | 11523
AW1000CE | 10" SHUT-OFF VLV ANG,SC,CE-CAT III,MOD H,EF108 | 11523
AW1000CS | 10" NH3 SHUT-OFF ANGLE,BW,SEAL CAP,S/S PACKING NUT | 12669
AW1000H | 10" REFRIG. SHUT-OFF VALVE, ANGLE, BW, HW | 11523
AW1000HS | 10" NH3 SHUT-OFF ANGLE, BW,HW,S/S PACKING | 12669
AW1200C | 12" REFRIG. SHUT-OFF VALVE ANGLE, BW, SC | 16801
AW1200CE | 12" ANG SHUT-OFF VLV, SC,CE-CAT III,MOD H,EF108 | 16801
AW1200H | 12" REFRIG. SHUT-OFF VALVE, ANGLE, BW, HW | 16801
AW1200HS | 12"NH3 SHUT-OFF VLV,ANG,WLD,HW,W/ S/S PACK NUT | 18416
AW1400C | 14"REFRIG.SHUT-OFF VALVE ANGLE,BW,SC | 33686
AW1400H | 14"NH3 SHUT-OFF VALVE,ANGLE,BW,HW | 33686
AW150C | 1-1/2" ANGLE SHUT-OFF VALVE, BW, SC | 469
AW150CE | 1-1/2" SHUT-OFF VLV,ANG,BW,SC,CE-CATII,MODH,EF107 | 469
AW150H | 1-1/2" ANGLE SHUT-OFF VALVE, BW,HW | 469
AW150HE | 1-1/2" SHUT-OFF ANG.BW.HW.CE-CATII,MODA,EF107 | 469
AW150HS | 1-1/2"ANGLE SHUT-OFF,BW,HW,W/ S/S PACKING NUT | 525
AW1600C | 16"REFRIG.SHUT-OFF VALVE ANGLE,WELED,SC | 46584
AW1600H | 16" REFRIG.SHUT-OFF VLV,ANGLE BW,HW | 46584
AW1800C | 18"REFRIG.SHUT-OFF VALVE ANGLE,BW,SC | 56568
AW1800H | 18" REFRIG.SHUT-OFF VLV. ANGLE BW, HW | 56568
AW200C | 2" REF SHUT-OFF VLV ANGLE,BW,SEAL CAP | 527
AW200CE | 2"SHUT-OFF ANG,BW,SC CE-CATII MOD H EF107 | 527
AW200CS | 2" ANGLE SHUT-OFF,BW,SC, W/ S/S PACKING NUT | 583
AW200H | 2" AMMONIA SHUT-OFF VALVE ANGLE,BW,HW | 527
AW251C | 2-1/2"REFRIG SHUT-OFF VALVE ANGLE,WLDD,SEAL CAP | 700
AW251CE | 2-1/2"SHUT-OFF ANGLE,BW,SC,CE-CAT II,MODH EF107 | 700
AW251CS | 2-1/2" REFRG SHUT-OFF,ANG,BW.SC W/ S/S PACK NUT | 771
AW251H | 2-1/2"NH3 SHUT-OFF VALVE ANGLE,BW,HW | 700
AW251HE | 2-1/2"SHUT-OFF VLV ANG,BW,HW CE-CATII,MOD H.EF107 | 700
AW251HS | 2-1/2" ANG.SHUT-OFFBW,HW W/ S/S PACKING NUT | 771
AW252CE | 65mm SHUT-OFF VLV,ANG,BW,SC,CE-CATII,MODH,EF107 | 700
AW252HE | 65mm SHUT-OFF,ANG,BW,HW,CE-CATII,MODH,EF107 | 700
AW301C | 3"REFRIG SHUT-OFF VALVE ANGLE,BW,SC | 1014
AW301CE | 3" ANG SHUT-OFF,BW,SC, CE-CATII MODH EF107 | 1014
AW301CS | 3" REFRIG SHUT-OFF,ANG,BW,SC,W/ S/S/ PACKING NUT | 1084
AW301H | 3" AMMONIA SHUT-OFF VALVE ANGLE,BW,HW | 1014
AW301HE | 3"SHUT-OFF VLV, ANG,BW,HW,CE-CATII,MOD H, EF107 | 1014
AW301HS | 3" ANGLE SHUT-OFF VALVE,BW,HW,W/ S/S PACKING NUT | 1085
AW402C | 4" REFRIG. SHUT-OFF VALVE ANGLE, WELDED, SC | 1312
AW402CE | 4" ANG SHUT-OFF VLV,BW,SC,CE-CATII MOD H EF107 | 1312
AW402CS | 4"ANGLE SHUT-OFF,BW,SC W/ S/S PACKING NUT | 1383
AW402H | 4" REFRIG. SHUT-OFF VALVE ANGLE, BW, HANDWHEEL | 1312
AW402HE | 4"SHUT-OFF VLV ANG, BW, HW,CE-CAT II,MOD.H.EF107 | 1312
AW402HS | 4" ANGLE SHUT-OFF VALVE,BW,HW, W/ S/S PACKING NUT | 1383
AW500C | 5" REFRIG. SHUT-OFF VALVE ANGLE, WELDED, SC | 2214
AW500CE | 5" SHUT-OFF VLV,ANGLE,BW,SC,CE-CATIII,MOD H,EF108 | 2214
AW500CS | 5" ANG SHUT-OFF VALVE, BW,SC, W/ S/S/ PACKING NUT | 2420
AW500H | 5" REFRIG. SHUT-OFF VALVE ANGLE, BW, HW | 2214
AW500HE | 5" ANG SHUT-OFF,BW, HW,CE-CAT III,MOD H.,EF108 | 2214
AW500HS | 5" ANGLE SHUT-OFF VLV, BW, HW, W/ S/S PACKING NUT | 2420
AW600C | 6" REFRIG SHUT-OFF VALVE, ANGLE, WELDED, SC | 2560
AW600CE | 6"SHUT-OFF,ANG,BLT.BNT.BW,SC,CE-CATIII,MODH,EF108 | 2560
AW600CS | 6" ANGLE SHUT-OFF, BW,SC, W/ S/S PACKING NUT | 2766
AW600H | 6" REFRIG SHUT-OFF VALVE, ANGLE, WELDED, HANDWHEEL | 2560
AW600HE | 6" SOV,ANGLE,BW,HW,CATIII,MOD H,EF108 | 2560
AW600HS | 6" ANGLE SHUT-OFF VALVE,BW,HW,W/ S/S PACKING NUT | 2766
AW800C | 8" REFRIG. SHUT-OFF VALVE ANGLE, WELDED, SEAL CAP | 5427
AW800CE | SOV,8" ANGLE,BW,SC CE-CAT III,MOD H,EF108 | 5427
AW800CS | 8" ANGLE SHUT-OFF VLV, BW,SC, S/S PACKING NUT | 5767
AW800H | 8" REFRIG. SHUT-OFF VALVE ANGLE, BW, HW | 5427
AW800HE | 8" SHUT-OFF VLV,ANGLE,BW,HW,CATIII,MOD H,EF108 | 5427
AW800HS | 8"NH3 SHUT-OFF ANGLE, BW,HW,S/S PACKING | 5767
AWB050C | 1/2" SHUT-OFF VLV,ANG,BLT.BNT, BW,SC | 201
AWB050H | 1/2" SHUTOFF VALVE, ANGLE, BW, 4BOLT, HW | 201
AWB075C | 3/4" SHUT-OFF VLV,ANG,4-BLT.BW,SC | 238
AWB075H | 3/4" SHUTOFF VLV,ANG,HW,BW,4BOLT | 238
AWB075HS | 3/4" SHUTOFF VLV,ANG,HW,BW,4BOLT,SS TRIM | 288
AWB100C | 1" ANGLE SHUT-OFF,BLT.BNT.BW,SC | 250
AWB100H | 1" SHUT-OFF VLV,ANGLE,HW,BW,4BOLT | 250
AWB125C | 1-1/4" ANG. SHUT-OFF VLV,BLT.BNT,BW,SC | 347
AWB125CE | 1-1/4"SHUT-OFF, ANG,BW,SC CE-CATI,MODA EF106 | 347
AWB125H | 1-1/4" ANG. SHUT-OFF VLV, BW, HW, | 347
AWB125HE | 1-1/4"SHUT-OFF ANG.BW.HW,CE-CATI.MODA,EF106 | 347
AWB125HS | 1-1/4"ANG SHUT-OFF, BW.HW.W/ S/S PACKING NUT | 398
AWBZ075C | 3/4" SOV ANGLE BODY BUTTWELD SC,PLT | 262
AWBZ100C | 1" ANGLE SHUT-OFF,BLT.BNT.BW,SC, PLATED | 276
AWBZ125H | 1-1/4" ANG. SHUT-OFF VLV,BW,HW, PLATED | 373
AWE050C | 1/2" SHUT-OFF VLV,ANGLE BW EXT NECK,SC | 284
AWE075C | 3/4" SHUT-OFF VLV,ANG,BW,SC,EXT NECK,4-BLT | 322
AWE075H | 3/4" SHUT-OFF VLV,ANGLE BW EXT NECK,HW | 322
AWE100C | 1" SHUT-OFF VALVE,ANGLE,EXTENDED NECK,BW,SC | 379
AWE100H | 1" SHUT-OFF VALVE, ANGLE, EXTENDED NECK, BW, HW | 379
AWE125C | 1-1/4" SOV,ANGLE BW EXTENDED NECK,SEAL CAP | 480
AWE150C | 1-1/2" SHUT-OFF VLV,ANGLE BW,EXT NECK,SC | 609
AWE150H | 1-1/2" SHUT-OFF VALVE,ANGLE,EXTENDED NECK,BW,HW | 609
AWE200C | 2" SHUT-OFF VALVE,ANGLE.EXTENDED.NECK,BW,SC | 682
AWE200H | 2" SHUT-OFF VALVE,ANG.EXT.NECK,BW,HW | 682
AWE251C | 2-1/2"NH3 ANG. SHUT-OFF,EXT NECK WELDED,SC | 897
AWE251CE | 2-1/2"SHUT-OFF ANGLE,EXT,BW,SC,CAT II,MODH,EF107 | 897
AWE251H | 2-1/2"NH3 SHUT-OFF,ANGLE,EXT NECK,WELDED,HW | 897
AWE301C | 3" SHUT-OFF VALVE,ANG,EXTENDED NECK,BW,SC | 1223
AWE301H | 3"SHUT-OFF VALVE,ANG.EXT NECK,BW,HW | 1223
AWE402C | 4" SHUT-OFF VALVE, ANG.,EXTENDED NECK,BW,SC | 1599
AWE402H | 4" SHUT-OFF VALVE, ANGLE, EXT.NECK,BW,HW | 1599
AWEZ301C | 3" SHUT-OFF ANGLE, EXTENDED NECK, BW, SC, PLATED | 1321
AWEZ301H | 3" SHUT-OFF,ANG,EXTNECK, BW,HW,PLATED | 1321
AWEZ402C | 4" SHUT-OFF VLV,ANG.EXT NCK,BW,SC, PLATED | 1773
AWEZ402H | 4"SHUT-OFF VLV ANG,EXT NECK,BW,HW, PLATED | 1773
AWZ1000C | 10"REFRIG.SHUT-OFF VALVE ANGLE,WELDED,SC,PLATED | 14082
AWZ1000CE | 10" SHUT-OFF ANG,SC PLTD, CE-CAT III, MODH, EF108 | 14082
AWZ1000H | 10"NH3 SHUT-OFF VALVE, ANGLE,WELDED,HW,PLATED | 14082
AWZ1000HS | 10" ANG SHUT-OFF, BW,HW, SS PACKING, PLATED | 15228
AWZ1200C | 12"REFRIG.SHUT-OFF VALVE, ANGLE,WELDED,SC,PLATED | 21236
AWZ1200H | 12"NH3 SHUT-OFF VALVE, ANGLE,WELDED,HW,PLATED | 21236
AWZ1200HS | 12" ANG.SHUT-OFF, BW,HW, SS PACKING,PLATED | 22851
AWZ1400C | 14"REFRIG.SHUT-OFF VALVE, ANGLE,WELDED,SC,PLATED | 39457
AWZ1400H | 14"NH3 SHUT-OFF VALVE, ANGLE,WELDED,HW,PLATED | 39457
AWZ200C | 2"REF.SHUT-OFF VLV PLATED,ANGLE,WELDED,SC | 585
AWZ200H | 2"NH3 SHUT-OFF VALVE PLATED,ANGLE,WELDED,HW | 585
AWZ251C | 2-1/2"REFRIG SHUT-OFF VALVE, PLATED,ANGLE,WLD,SC | 793
AWZ251CE | 2-1/2" SOV ANGLE,BW,SC,PLT,CE-CAT II,MODH EF107 | 793
AWZ251H | 2-1/2"AMMONIA SHUT-OFF VALVE, PLATED,ANGLE,WELDED, | 793
AWZ301C | 3"REFRIG.SHUT-OFF VLV. PLATED,ANGLE,WELDED,SC | 1112
AWZ301CE | 3" ANG SHUT-OFF,BW,SC,PLT,CE-CATII MODH EF107 | 1112
AWZ301CS | 3" SHUT-OFF, ANG,BW,SC, S/S PACKING NUT, PLTD | 1182
AWZ301H | 3"AMMONIA SHUT-OFF VALVE, PLATED,ANGLE,WELDED,HW | 1112
AWZ301HS | 3" ANGLE SHUT-OFF,BW,HW,W/ S/S PACK NUT, PLATED | 1183
AWZ402C | 4"REFRIG.SHUT-OFF VLV. PLATED,ANGLE,WELDED,SC | 1466
AWZ402H | 4"NH3 SHUT-OFF VALVES, PLATED,ANGLE,WELDED,HW | 1466
AWZ402HS | 4" REFRG SHUT-OFF VLV.ANG.BW.HW.W/S/S/ PACK, PLTD. | 1537
AWZ500C | 5"REFRIG.SHUT-0FF VALVE, ANGLE,WELDED,SC,PLATED | 2505
AWZ500H | 5"NH3 SHUT-OFF VALVE, ANGLE,WELDED,HW,PLATED | 2505
AWZ500HS | 5" ANG SHUT-OFF, BW,HW, W/ S/S PACK, PLATED | 2711
AWZ600C | 6" REFRIG. SHUT-0FF VLV, ANGLE, WELDED, SC, PLATED | 3198
AWZ600CS | 6" ANG SHUT-OFF,WELDED,SC,W/ S/S PACK NUT,PLTD | 3404
AWZ600H | 6" NH3 SHUT-OFF VALVE, ANGLE, WELDED, HW, PLATED | 3198
AWZ600HS | 6" ANG.SHUT-OFF BW,HW,W/ S/S PACK NUT,PLATED | 3404
AWZ800C | 8"REFRIG.SHUT-OFF VALVE, ANGLE,WELDED,SC,PLATED | 6530
AWZ800CE | SOV,8"ANGLE,BW,SC,PLT,CE-CATIII,MODH,EF108 | 6530
AWZ800H | 8"NH3 SHUT-OFF VALVE, ANGLE,WELDED,HW,PLATED | 6530
AWZ800HS | 8" ANG. SHUT-OF, BW, HW, W/ S/S PACKING, PLATED | 6870
CAS150C | 1-1/2"(40MM)SHUT-OFF VLV FOR CO2,ANGLE,SW,SC | 576
CAS150H | 1-1/2"(40MM)SHUT-OFF VLV FOR CO2,ANGLE,SW,HW | 576
CAS200C | 2"(50MM)SHUT-OFF VLV FOR CO2,ANGLE,SW,SC | 643
CAS200H | 2"(50MM)SHUT-OFF VLV FOR CO2,ANGLE,SW,HW | 428
CAS251C | 2-1/2"(65MM)SHUT-OFF VLV FOR CO2,ANGLE,SW,SC | 817
CASB050C | 1/2" ANGLE SHUT-OFF VLV, SW,SC ,BLT. BONNET,CO2 | 318
CASB050H | 1/2" ANGLE SHUT-OFF VALVE,HW,SW,BLT. BONNET,CO2 | 318
CASB075C | 3/4" ANGLE SHUT-OFF VLV, SW, SC,BLT BONNET, CO2 | 353
CASB075H | 3/4" ANGLE SHUT-OFF VLV,SW,HW, BLT.BONNET,CO2 | 353
CASB100C | 1"(25MM)SHUT-OFF VLV,C02, ANGLE,BLT.BONNET,SW,SC | 365
CASB100H | 1"(25MM)SHUT-OFF VLV,C02, ANGLE,,BLT.BONNET, | 365
CASE075C | 3/4" SHUT-OFF VLV,ANGLE,EXT NECK,BLT BNT,SW,SC,CO2 | 362
CASE100C | 1" SHUT-OFF ANG EXT NECK SW SC CO2 | 400
CASE125C | 1-1/4"SHUT-OFF VLV,ANG,EXT.NECK,BLT.BNT,SW,SC,CO2 | 466
CASE200C | 2" SHUT-OFF VLV,ANG,EXT NCK,BLT BNT,SW SC CO2 | 590
CATB050C | 1/2" ANGLE SHUT-OFF VLV.THD,SC,BLT.BONNET,CO2 | 316
CATB050H | 1/2" ANGLE SHUT-OFF VLV,THD,HW,BLT.BONNET,CO2 | 316
CAW1000HE | 10" SHUT-OFF VLV,CO2,ANG,HW,CAT III,MOD H,EF108 | 11738
CAW1200HE | 12" SHUT-OFF VLV,CO2,ANG,HW,CE-CATIII,MODH,EF108 | 17016
CAW150C | 1-1/2" ANGLE SHUT-OFF VLV, BLT BNT, BW, SC CO2 | 604
CAW200C | 2"(50MM)SHUT-OFF VLV FOR CO2,ANGLE,BW,SC | 662
CAW251C | 2-1/2"(65MM)SHUT-OFF VLV FOR CO2,ANGLE,BW,SC | 835
CAW301C | 3"(80MM)SHUT-OFF VLV FOR CO2,ANGLE,BW,SC | 1148
CAW301H | 3"(80MM)SHUT-OFF VALVE FOR CO2,ANGLE,BW,HW | 1148
CAW402C | 4" REFRIG SHUT OFF VLV, ANGLE, BW,SC CO2 | 1446
CAW402H | 4" ANGLE SHUT-OFF VLV, BW, HW, CO2 | 1446
CAW402HE | 4"SHUT-OFF VLV ANG,CO2,BW,HW,CAT II,MOD.H.EF107 | 1446
CAW500H | 5"AMMONIA SHUT-OFF VALVE,ANG,BW,HW,CO2 | 2430
CAW600C | 6" REFRG SHUT OFF VLV ANGLE,BW,SC,CO2 | 2775
CAW600CE | 6" SOV,ANG,BLT.BNT.BW,SC,CE-CATIII,MODH,EF108,CO2 | 2775
CAW600H | 6" AMMONIA SHUT-OFF VALVE, ANG,BW,HW,CO2 | 2775
CAW600HE | 6" SOV,ANGLE,BW,HW,CO2,CATIII,MOD H,EF108 | 2775
CAW800H | 8" SHUT-OFF VALVE ANGLE W/HW FOR CO2 | 5642
CAW800HE | 8" SHUT-OFF VLV,CO2,ANGLE,BW,HW,CATIII,MOD H,EF108 | 5642
CAWB050C | 1/2" SHUT-OFF VALVE,ANGLE,BLT. BNT,BW,SC CO2 | 336
CAWB075C | 3/4" ANGLE SHUT-OFF VALVE, BLT BNT, BW, SC CO2 | 372
CAWB100C | 1" ANG,SHUT-OFF,BLT.BNT.SC BW CO2 | 384
CAWB125C | 1-1/4" ANGLE SHUT-OFF BLT BNT, BW, SC CO2 | 482
CAWB125CE | 1-1/4"ANG SHUT-OFF,BW,SC,CO2,CE-CATII,MODA EF106 | 482
CAWE301C | 3"(80MM)SHUT-OFF VLV CO2, ANGLE, EXT NECK, BW,SC | 1357
CGS150C | 1-1/2"(40MM)SHUT-OFF VLV FOR CO2,GLOBE,SW,SC | 604
CGS150H | 1-1/2"(40MM)SHUT-0FF VLV,CO2 GLOBE,SW,HW | 604
CGS200C | 2"(50MM)SHUT-OFF VLV FOR CO2,GLOBE,SW,SC | 643
CGS200H | 2"(50MM)SHUT-OFF VLV FOR CO2,GLOBE,SW,HW | 643
CGS251C | 2-1/2"(65MM)SHUT-OFF VLV FOR CO2,GLOBE,SW,SC | 817
CGSB051C | 1/2"(13mm)SHUT-OFF,CO2,GLB.T-STYLE,BLT.BNT.SW,SC | 318
CGSB051H | 1/2"SHUT-OFF VLV,CO2,GLB,BLT.BONNET,SW,HW,T-STYLE | 318
CGSB076C | 3/4" GLB SHUT-OFF VLV,SW,SC,BLT BNT, CO2 | 372
CGSB076H | 3/4" GLOBE SHUT-OFF WITH HW FOR CO2 | 372
CGSB101C | 1"(25mm)SHUT-OFF VLV,CO2,GLB,T-STYLE,BLT.BNT.SW,SC | 384
CGSB101H | 1" SHUT OFF VLV FOR CO2-TEST TO 600 PSI | 384
CGSB126H | 1 1/4" (32MM) SHUT OFF VLAVE FOR CO2 GLOBE, SW, HW | 482
CGSE051C | 1/2" SHUT-OFF VLV GLB EXT NECK T-STYLE,SC CO2 | 401
CGSE076H | 3/4" SHUT-OFF GLOBE.EXT.NECK ,SW,HW CO2 | 330
CGSE101H | 1" SOV,GLB.EXT.NCK,BLT.BNT,T-STYLE,SW,HW CO2 | 494
CGSE150C | 1-1/2" SHUT-OFF GLB EXT NECK,T-STYLE SW SC,CO2 | 730
CGSE200C | 2" SHUT-OFF GLOBE EXT NECK, T-STYLE,SW,SC, CO2 | 801
CGSE200H | 2"SHUT-OFF VLV,GLB,EXT.NCK,BLT.BNT,T-SYL SW,HW CO2 | 801
CGTB051H | 1/2" SOV,THD,T-STYLE GLOBE HW,4-BOLT,CO2 | 316
CGTB076H | 3/4" SOV,THD,T-STYLE GLOBE HW,4-BOLT,CO2 | 352
CGW200C | 2"(50MM)SHUT-OFF VLV FOR CO2 WELDED,SC | 662
CGW200H | 2"(50MM)SHUT-OFF VLV FOR CO2 GLOBE,WELDED | 662
CGW200HE | 2" SHUT-OFF,CO2,GLB,BW,HDWL,CE-CATII,MODH,EF107 | 662
CGW251C | 2-1/2"(65MM)SHUT-OFF VLV FOR CO2 GLOBE,BW,SC | 835
CGW301C | 3"(80MM)SHUT-OFF VLV FOR CO2,GLOBE,BW,SC | 1148
CGW301CE | 3" GLOBE SHUT-OFF,BW,SC,CO2,CE-CATII,MODH,EF107 | 1148
CGW301H | 3"(80MM)SHUT-OFF VLV FOR CO2,GLOBE,BW,HW | 1148
CGW301HE | 3" SHUT-OFF VLV,CO2,GLB,BW,HW,CE-CATII,MOD.H,EF107 | 1148
CGW402C | 4" GLOBE SHUT-OFF VALVE WELDED, SC CO2 | 1446
CGW402H | 4" GLOBE SHUT-OFF VLV, WELDED, HW, CO2 | 1446
CGW600C | 6" NH3 SHUT-OFF VALVE, GLB,BW,SC, CO2 | 2980
CGW600H | 6" SHUT-OFF VALVE, GLOBE, BW, HW FOR CO2 | 2980
CGW600HE | 6" GLOBE SOV,BW,HW,CO2,CATIII,MOD H,EF108 | 2980
CGW800HE | 8" SOV,CO2,GLOBE,BW,HW,CE-CAT III,MOD H,EF108 | 6075
CGWB051C | 1/2" GLOBE VLV. T-STYLE,4-BOLT,BW,SC, CO2 | 336
CGWB051H | 1/2"SOV,T-STYLE GLOBE HW 1/2" BW,4-BOLT,CO2 | 336
CGWB076C | 3/4"GLOBE SHUT-OFF T-STYLE,BW,SC(4-BOLT)CO2 | 372
CGWB076H | 3/4" SHUTOFF VLV,T-STYLE GLOBE,HW,BW,4-BOLT CO2 | 372
CGWB101C | 1" GLOBE SHUT-OFF,T-STYLE(4-BOLT)BW,SC CO2 | 384
CGWE301C | 3" SHUT-OFF VLV,GLB EXT NECK T-STYLE, BW,SC CO2 | 1357
CGWE400C | 4" T-STYLE. SHUT-OFF, GLOBE, EXT.NECK, BW, SC, CO2 | 1733
CH7771 | 1/4"GAUGE VLV ANGLE,MPTXFPT,SS STEM,SC,CO2 | 223
CH7772 | 1/4" GAUGE VLV,ANGLE FPT X FPT,SS STEM,SC, CO2 | 228
CH7773 | 3/8" GAUGE VALVE,ANG.MPT X FPT,SC. CO2 | 262
CH7774 | 3/8" GAUGE VALVE, ANGLE FPT X FPT, SS STEM, SC CO2 | 263
CH7777 | 1/2"MPTx3/8"FPT,GAUGE VLV ANGL,SS STEM,SC,FOR CO2 | 269
CH9490 | 1/4"TRANSDUCER LVL,ANGLE,MPTXFPT,SS STEM W/SC, CO2 | 301
CH957C | 1/4"GAUGE VLV GLOBE FPT X FPT,SS STEM,SC,CO2 | 241
CHA2A-11 | SMALL BACK PRESS. REG, HIGH CAP. RG. A. CO2 | 576
CHA2A-13 | SMALL BACK PRESS REG. HIGH CAP RG.B CO2 | 576
CHA2A-17 | SMALL BACK PRES REG,HIGH CAP,RG C,CO2 | 778
CHA2B-13 | 5/32" SMALL BACK PRESSURE REG. RG.B , CO2 | 470
CHA2B-16 | 5/32" SMALL BACK PRESSURE REG. RG. D, CO2 | 470
CHA2B-17 | 5/32" SMALL BACK PRESSURE REG. RGE C , CO2 | 672
CHA2BK-11SPEC | 5/32"SMALL RESEAT RELIEF REG.RG.A;SPEC SET PT CO2 | 552
CHA2BK-13 | 5/32" SMALL RESEATING RELIEF REG., RG.B, CO2 | 552
CHA2BK-16 | 5/32" SMALL RESEATING RELIEF REGULATOR RANGE D CO2 | 548
CHA2BK-16SPEC | 5/32" SMALL RESEATING RELIEF REG RG D CO2,SPEC SET | 548
CHA2BK-17 | 5/32"SMALL RESEATING RELIEF REG.,RG.C, CO2 | 754
CHA2BK-17SPEC | 5/32"SMALL RESEAT RELIEF REG.RG.C; SPEC SET PT CO2 | 754
CHA2BL-11 | 5/32" SMALL BPR FOR CO2, TEST & STAMP @ 600 PSI | 726
CHA2BO-13 | 5/32"SMALL OUTLET REG.RG.B, CO2 | 854
CHA2BO-17 | 5/32"SMALL OUTLET REG.RANGE C, CO2 | 1057
CHA2BP-11 | 5/32" SMALL PRES REG RANGE A FOR CO2 | 597
CHA4A/03 | 3/4"(20MM)PRESSURE REG. RG.B , CO2, 30-300 PSIG | 658
CHA4A/06 | 3/4" (20MM) PRESSURE REGULATOR, RANGE D FOR CO2 | 658
CHA4A/07 | 3/4"(20MM) PRESSURE REG. RGE C,CO2 | 860
CHA4A/21 | 1" (25MM) PRESSURE REGULATOR,RG A,CO2 | 788
CHA4A/23 | 1"(25mm) PRESSURE REGULATOR,RG B,CO2 | 788
CHA4A/26 | 1" (25MM) PRESSURE REGULATOR, RANGE D, CO2 | 788
CHA4A/27 | 1"(25MM)PRESSURE REGULATOR. RANGE C, CO2 | 990
CHA4A/31E | 1-1/4"(32MM)PRESSURE REG RG.A,CO2 | 1002
CHA4A/33 | 1-1/4"(32mm) PRESSURE REGULATOR, RG.B CO2 | 1002
CHA4A/33E | 1-1/4"(32MM)PRESS REG RG.B CE.CATI,MOD.A,EF100,CO2 | 1002
CHA4A/35 | 1-1/4"(32MM) PRESSURE REGULATOR RANGE V CO2 | 1218
CHA4A/35E | 1-1/4"(32MM)PRESSURE REG RG.V,CO2 | 1218
CHA4A/36 | 1-1/4" (32MM) PRESSURE REGULATOR RANGE D CO2 | 1218
CHA4A/37 | 1-1/4"(32mm)PRESSURE REGULATOR, RG.C , CO2 | 1419
CHA4A/41E | 1-1/2"(40MM)PRESSURE REG.CE.CAT.I,MOD.A,EF100,C02 | 1378
CHA4A/45E | 1-1/2" (40MM) PRESS RG.V,CE.CAT.I,MOD.A,EF100,CO2 | 1593
CHA4A/46E | 1-1/2(40MM)PRESS REG CO2 RG.D,CE CATI,MODA,EF100 | 1378
CHA4A/47E | 1-1/2"(40MM)PRESS. RG.C,CE.CAT.I,MOD.A,EF100,CO2 | 1580
CHA4A/56E | 2"(50MM)PRESSURE REGULATOR RG.D CO2 CE-CATI, EF106 | 1580
CHA4A/57 | 2"(50mm)PRESSURE REGULATOR, RANGE C, CO2 | 1783
CHA4A/57E | 2"(50MM) PRESS REGULATOR,RANGE C,CE-CATI EF106 CO2 | 1783
CHA4A/66E | 2-1/2(65MM)PRESS REG CO2 RG.D,CE CATI MODA EF100 | 1986
CHA4A/67E | 2-1/2"(65MM)REG,RG C,CO2 CE-CATI,MODA,EF100 | 2188
CHA4A/87 | 4"(100mm)PRESSURE REG.RG.C,CO2 | 4235
CHA4A/A3 | 3/4"(20MM)PRESS REG. 25% RED PORT,RG.B,CO2 | 658
CHA4A/B3 | 3/4"(20MM)PRESS REG,50% REDUCED PORT,RG.B,CO2 | 658
CHA4A/B6 | 3/4"(20MM )PRESS REG. 50% RED PORT,RG.D,CO2 | 658
CHA4AB/03 | 3/4"(20MM) REG W/WIDE OPEN FEATURE, RG.B, CO2 | 1164
CHA4AB/07 | 3/4"(20MM) REG W/WIDE OPEN FEATURE, RG.C, CO2 | 1366
CHA4AB/21 | 1"(25MM)REG.W/ WIDE OPEN FEATURE,RG.A,CO2 | 1294
CHA4AB/23 | 1" (25MM) REG.W/ WIDE OPEN FEATURE, RG.B, CO2 | 1294
CHA4AB/26 | 1" (25MM) REG.W/ WIDE OPEN FEATURE, RG.D, CO2 | 1294
CHA4ABL/01 | 3/4"(20mm) DIFF PRESS REG. W/WIDE OPEN,RG.A CO2 | 1419
CHA4AD/27 | 1"(25MM)DUAL PRESS REG. RANGE D/C CO2 | 1892
CHA4AK/03 | 3/4" (20MM) RESEATING RELIEF REGULATOR RANGE B CO2 | 735
CHA4AK/07 | 3/4"(20MM)RESEATING RELIEF REG. RG. C, CO2 | 941
CHA4AK/23 | 1"(25MM) RESEAT RLF CO2,RG B,TESTED TO 600 PSI | 870
CHA4AK/27 | 1"(25MM)RESEATING RELIEF REG. RG.C, CO2 | 1072
CHA4AK/A7 | 3/4"(20MM)RESEATING RELIEF REG RG.C CO2 25% RED | 941
CHA4AL-4/31 | 1-1/4"(32MM)DIFF.PRESS REG. RG.A(4-BOLT),CO2 | 1341
CHA4AL/01 | 3/4"(20mm)DIFFERENTIAL PRESS.REGULATOR, RG.A,CO2 | 913
CHA4AL/21 | 1"(25MM)DIFF.PRESS.REG.RG.A,CO2 | 1044
CHA4AL/27 | 1"(25mm)DIFF.PRESS.REG.RG.C CO2 | 1247
CHA4AL/31 | 1-1/4"DIFFERENTIAL PRESSURE REG.RG.A, CO2 | 1258
CHA4AL/41E | 1-1/2"(40MM)DIFF PRES.RG.A,CO2,CE-CATI,MODA,EF100 | 1634
CHA4AL/51 | 2"(50MM)DIFFERENTIAL PRESS. REG. , RANGE A , CO2 | 1837
CHA4AL/51E | 2"(50mm) DIFF PRES.RG A,CO2,CE-CATI,MODH.EF,105 | 1837
CHA4AL/61 | 2-1/2"(65mm)DIFF PRESS. REGULATOR, RG.A,CO2 | 2242
CHA4AL/61E | 2-1/2" (65mm)DIFF REG,RG.A,CO2 CE-CATI.MOD.A EF105 | 2242
CHA4AL/71E | 3" (80MM) DIFF REG,RG.A, CO2 CE-CATI. MOD.A EF105 | 3009
CHA4AL/A1 | 3/4"(20MM)DIF PRES REG. W/25% RED PORT RG.A,CO2 | 913
CHA4AL/B1 | 3/4" (20MM) DIFF PRESS REG RG A, CO2 50% RED PORT | 913
CHA4AO/03 | 3/4"(20mm)OUTLET PRESS REG. RG B, CO2 | 1042
CHA4AO/23 | 1"(25mm)OUTLET PRESSURE REGULATOR RG.B CO2 | 1172
CHA4AO/33 | 1-1/4"(32MM) OUTLET PRESSURE REGULATOR RANGE B CO2 | 1386
CHA4AO/33E | 1-1/4"(32mm)OUTLET PRES REG RG.B,CO2 | 1386
CHA4AO/41 | 1-1/2"(40MM) OUTLET PRESSURE REGULATOR RANGE V | 1762
CHA4AO/43 | 1-1/2"(40mm)OUTLET REG.,RG.B,CO2 | 1762
CHA4AO/47 | 1-1/2"(40MM)OUTLET REG.RG.C,C02 | 1964
CHA4AO/47E | 1-1/2"(40MM)OUTLET REG,RG.C,CE-CATI,MODA,EF105,CO2 | 1964
CHA4AO/53 | 2"(50mm)OUTLET PRESSURE REGULATOR, RG.B,CO2 | 1964
CHA4AO/53E | 2"(50MM) PRESS OUTLET REG CO2 RG.B CATI MODA EF105 | 1964
CHA4AO/63 | 2-1/2"(65mm)OUTLET PRESSURE REGULATOR,RG.B,CO2 | 2371
CHA4AO/77 | 3"(80MM)OUTLET PRESS REG. RANGE C, CO2 | 3340
CHA4AO/77E | 3"(80MM)OUTLET PRES. RG.C,CO2,CE-CATI,MODA.EF100 | 3340
CHA4AO/83E | 4"(100mm)OUTLET PRES.RG.B.CO2,CE-CATII,MODH,EF101 | 4417
CHA4AOB/33 | 1-1/4"(32MM)OUTLET PRESS REG,WIDE OPEN,RG.B,CO2 | 1892
CHA4AOB/63 | 2-1/2"(65MM)OUTLET PRESS REG,WIDE OPEN,RG.B,CO2 | 2876
CHA4AOEPS/07 | 3/4"(20MM)PNEUM OUTLT,PRES.EXT.EQ.ELECT.RG.C CO2 | 1876
CHA4AOES/B6 | 3/4"(20MM)REG.W/ELEC.SO W/EXT.EQ.RG.D,50%RED,CO2 | 1548
CHA4AOP/01 | 3/4"(20MM)PNEUMATIC COMP,OUTLET REG,RG.V,CO2 | 1168
CHA4AOS/03 | 3/4"(20MM) PRESS REG ELEC SHUT-OFF CO2 RG.B | 1548
CHA4AOS/07 | 3/4"(20MM) REG. ELEC SHUT OFF/OUTLET PRES,C02 | 1750
CHA4AOS/46 | 1-1/2"(40MM) PRESS ELEC S/O, OUTLET RG D, CO2 | 2268
CHA4AOS/51E | 2" OUTLET REG,ELECSO RG.V,CO2 CE-CAT.I,MOD A,EF105 | 2470
CHA4AOS/57E | 2"OUTLET REG,ELEC SO,RG.C,CO2,CE-CATI,MODA,EF105 | 2470
CHA4AOS/B3 | 3/4"(20MM)PRESS REG ELEC SHUT-OFF CO2 RG.B 50% RED | 1548
CHA4AS/03 | 3/4"(20MM)PRESS REG W/ ELEC SHUT OFF RG.B, FOR CO2 | 1164
CHA4AS/07 | 3/4"(20MM) PRESS REG W/ ELEC SHUT OFF, FOR CO2 | 1366
CHA4AS/21 | 1"(25mm)REG.W/ELECT.SHUT-OFF,RG.A,FOR C02 | 1294
CHA4AS/27 | 1"(25MM)REG.W/ELECT.SHUT-OFF,RG.C, FOR C02 | 1496
CHA4AS/43 | 1-1/2"(40mm) PRESS REG, ELEC SOV, C02, RG B | 1883
CHA4AS/47 | 1-1/2"(40mm)REG. W/ELEC SHUT-OFF, RG.C, CO2 | 2086
CHA4AS/56 | 2"(50MM) PRESSURE REGULATOR ELEC SHUT-OFF RG.D CO2 | 2086
CHA4AS/B1 | 3/4" (20mm) REG W/ELEC SHUT-OFF,RG A.,50% RED, CO2 | 1164
CHA4WB/0631 | 3/4"(20MM)PRES REG RG.D,WIDEOPEN,1-1/4"SW CONN,CO2 | 1406
CHA4WO/0321 | 3/4"(20MM)PRESS REG RG.B 1" SW WELD-IN,CO2 | 1284
CHA4WO/2331 | 1"(25MM)PRESS REG. RG.B,WELD-IN,1-1/4" SW CONN,CO2 | 1452
CHA4WO/B321 | 3/4"(20MM)PRESS REG. RG.B,50%RED,CO2,1" SW CONN | 1284
CHA4WOS/B321 | 3/4"(20MM)PRES REG RGB,ELEC,50%RED,CO2,1"SW CONN | 1790
CHA4WS/4141 | 1-1/2"(40MM)PRES REG,RG.A,ELEC,CO2,1-1/2" SW CON | 2263
CHCK1/0 | 3/4"(20MM) PISTON CHECK VALVE, CO2 | 547
CHCK1/2 | 1"(25mm) PISTON CHECK VALVE, CO2 | 573
CHCK1/3 | 1-1/4"(32MM) PISTON CHECK VALVE CO2 | 797
CHCK1/4 | 1-1/2" (40MM) PISTON CHECK VALVE,CO2 | 979
CHCK1/4E | 1-1/2"(40MM)PISTON CHK VLV.CO2,CAT I,MOD A,EF105 | 979
CHCK1/5 | 2"(50MM)PISTON CHECK VALVE | 1049
CHCK1/5E | 2"(50MM)PISTON CHECK VLV,CE.CAT.I,MOD.A,EF100,CO2 | 1049
CHCK1/6 | 2-1/2"(65MM) PISTON CHECK VALVE, CO2 | 1257
CHCK1/6E | 2-1/2"(65MM)PISTON CHK VLV.CO2,CAT I,MOD A,EF105 | 1257
CHCK1W/0001 | 3/4" (20MM) PISTON CHECK WELD-IN-LINE 3/4" SW CO2 | 787
CHCK1W/2021 | 1"(25MM) PISTON CHK WELD-IN-LINE 1" SW CO2 | 849
CHCK1W/3031 | 1-1/4"(32MM)PISTON CHK WELD-IN-LINE 1-1/4" SW CO2 | 1106
CHCK1W/4041 | 1-1/2"(40MM)PISTON CHK WELD-IN-LINE 1-1/2" SW CO2 | 1351
CHCK1W/5051 | 2" (50MM) PISTON CHECK VALVE WELD-IN-LINE 2"SW CO2 | 1460
CHCK1Z/4 | 1-1/2"(40MM)PISTON CHECK VALVE CO2,PLATED | 1134
CHCK2/6 | 2-1/2"(65MM)GAS POW.SUC.STOP W/1/2"SW DISC STR CO2 | 1557
CHCK2/7 | 3"(80MM) GAS PWRD SUC STOP W/1/2" DISC STRN CO2 | 1961
CHCK4-0 | 3"(80mm)FLG.IN-LINE CHK,CO2,CE-CAT I,MOD A,EF105 | 985
CHCK4-0LR | 3"(80MM)GRAVITY DRN CHECK VLV,CO2,CATI,MODA,EF105 | 985
CHCK4-1 | 4"(100MM)IN-LINE CHECK VLV,C02 | 1520
CHCK4-1LR | 4"(100MM)GRVTY DRN CK VLV,CO2 | 1520
CHCK4-2 | 5/8"(16MM)FLANGED IN-LINE CHECK VALVE FOR C02 | 280
CHCK4-3 | 3/4"(20MM)FLANGED IN-LINE CHECK VALVE,C02 | 290
CHCK4-4 | 1"FLANGED IN-LINE CHECK VALVE,CO2 | 347
CHCK4-5 | 1-1/4"FLANGED IN-LINE CHECK VALVE, CO2 | 446
CHCK4-7 | 1-1/2"(40MM)FLG.IN-LINE CHK,CO2,CATI,MODA,EF105 | 526
CHCK4-8 | 2"(50MM)IN-LINE CHK VLV,CO2,CATI,MODA,EF105 | 587
CHCK4-8LR | 2"(50MM)GRAVITY DRN CHK VLV,CO2,CAT.I,MOD.A,EF105 | 587
CHCK4-9 | 2-1/2"(65MM)IN-LINE CHECK,CO2,CE CATI,MOD.A,EF105 | 767
CHGV1 | 1/4"LG NECK GUAGE VLV.ANG.,MPTXFPT CO2 | 239
CHLL | HLL STAN HERM FLOAT SWTCH SIDE & BTM.CONN.CO2 | 1729
CHLL-E | HLL STD HERM FLT SWTCH CO2,CAT IV,MOD B+D,EF109 | 1729
CHLLC | STD.HERM FLT SWTCH,W/CVR SIDE&BOT3/4"FPT/1"W CO2 | 1863
CHLLE | REFRIG. FLOAT SWITCH,SIDE & BTM DIN PLUG, CO2 | 1788
CHLLE-E | REFRG.FLT.SWTCH.DINPLUG CO2,CAT IV,MOD B&D,EF109 | 1788
CHLLS | UNIV HERM.FLOAT SWTCH 2SIDE/1 BTM CON3/4"FPT/1"CO2 | 1862
CHLLSC-E | UNIV HERM FLT SWITCH W/COV 2 SIDE/I BTM PED | 1997
CHLLSE-E | FLT.SWTH,2 SIDE &1BTM.W/DIN,C02, PED | 1921
CHS4A/0 | 3/4"(20MM)SOLENOID VALVE FOR REFRIGERANT, CO2 | 815
CHS4A/2 | 1"(25MM)SOLENOID VALVE FOR REFRIGERANT,CO2 | 983
CHS4A/3 | 1-1/4"(32mm)SOLENOID VLV FOR REFRGNT,CO2 | 1167
CHS4A/3E | 1-1/4"(32mm)SOLENOID VLV,CE-CAT.I,MOD.A,EF100,CO2 | 1167
CHS4A/4 | 1-1/2"(40MM)SOLENOID VALVE FOR REFRIGERANT,CO2 | 1549
CHS4A/4E | 1-1/2"(40MM)SOLENOID VLV,CE.CAT.I,MOD.A,EF100,C02 | 1549
CHS4A/5 | 2"SOLENOID VLV,FOR CO2 | 1696
CHS4A/5E | 2"(50mm)SOLENOID VALVE CE-CATI,MODA,EF100,CO2 | 1696
CHS4A/6E | 2-1/2"(65MM)SOLENOID VALVE CE-CATI MODA,EF100 CO2 | 2219
CHS4A/8 | 4"SOLENOID VALVE FOR C02 | 4488
CHS4A/A | 3/4"(20MM)SOLENOID VLV,25% RED PORT,CO2 | 815
CHS4D/4E | 1-1/2"(40MM)2-STEP SOL. CO2, CE-CATI MOD A EF105 | 2246
CHS4W/0001 | 3/4"(20mm)SOL VLV,WELD IN-LINE,3/4" SW CONN,CO2 | 1059
CHS6/1 | 5/32"(4mm)SOLENOID VALVE FOR REFRIG. CO2 | 504
CHS7/0 | 3/4" (20MM) SOLENOID VLV FOR REFRIGRNT CO2 | 576
CHS7/2 | 1" (25MM) SOLENOID VALVE FOR REFRIGERANT CO2 | 886
CHS8A/1 | VALVE, SOLENOID 1/2" PORT, CO2 | 449
CHS8W/1011 | 1/2"(13mm) SOLENOID VALVE,1/2" SW CONN,CO2 | 872
CHSCK200C | 2" STOP/CHECK VALVE,SC,CO2 | 1106
CHSCK400C | 4" STOP/CHECK VALVE,BW,SC,CO2 | 2367
COV | TOP METAL CVR HANSEN HLL SERIES OF REF FLT SWTH | 135
CRS150C | VLV,GLB EXP SC SW1-1/2CO2 | 642
CRS150CE | 1-1/2" HAND EXP VALVE,CO2,SW,SC,CATII,MOD.H EF107 | 642
CRS150H | VLV,GLB EXP HW SW 1-1/2CO2 | 642
CRS200C | VLV,GLB EXP SC SW 2", CO2 | 709
CRS200H | VLV,GLB EXP HW SW 2", CO2 | 709
CRSB051C | 1/2" EXP REG GLB BLT BNT SW SC FOR C02 | 337
CRSB051H | 1/2"EXP.REG.GLOBE,BLTD.BON,SW,HW,T-STYLE,CO2 | 337
CRSB076C | 3/4" EXP REG. GLB. BLT-BNT SW SC,T-STYLE CO2 | 362
CRSB076H | 3/4" EXP GLOBE BOLT-BONNET SW HW T-STYLE CO2 | 362
CRSB126C | 1 1/4" (32MM) HEX S/O VALVE FOR CO2 GLOBE,SW,SC | 466
CRSE051C | 1/2" EXP VLV GLB EXT NECK T-STYLE SW SC CO2 | 423
CRSE076C | 3/4"EXP VLV,GLB.EXT.NECK,BLT.BNT,T-STYLE,SW,SCCO2 | 465
CRSE101C | 1"(25MM)EXP VLV GLB EXT NECK,T-STYLE SW SC, CO2 | 526
CRSE150C | 1-1/2" EXP VLV,GLB SW EXT NECK,SC, CO2 | 800
CRSE200C | 2"EXP. VALVE,GLB,SW,EXTENDED NECK,SC,CO2 | 863
CRTB051H | VALVE, T-STYLE EXP GLB HW 1/2" THD, 4-BOLT, CO2 | 333
CRTB076H | 3/4" EXP VALVE,THD,T-STYLE EXP GLB,4-BOLT,BAR HNDL | 358
CRW150CE | 1-1/2" NH3 EXP,GLB,BW,SC CE-CATII,MODH,EF107,CO2 | 706
CRW301C | HAND EXP VLV,GLOBE,SC BW 3",CO2 | 1382
CRW301CE | 3" NH3 EXP REG,CO2,GLOBE BW,SC,CATII,MODH,EF107 | 1382
CRW402CE | 4" HAND EXP VLV,CO2,GLOBE SC,BW,CAT II,MOD.H,EF107 | 1747
CRWB051C | VALVE,T-STYLE EXPANSION,GLB SC 1/2" BW,4-BLT CO2 | 353
CRWB076C | VLV, T-STYLE EXPANSION GLOBE SC 3/4" BW, 4-BLT CO2 | 372
CST050 | 1/2"REFRIG.STRAINER, CO2 | 243
CST050D | REFRIG.STR.W/DRAIN PLUG,CLOSE-COUPLED 100 MESH,CO2 | 269
CST100 | 1"(25MM)REFRIG.STRAINER,CO2 | 398
CST100HD | 1" REFRIG. STRN,CO2,HEAVY DUTY,60 MESH SCRN | 457
CST200 | 2" STRAINER FOR CO2 | 709
CST200E | 2"(50mm)REFRIG.STRANER,CO2,CE.I,MOD.A,EF105 | 709
CST250 | 2-1/2" REFRIG STRAINER CLOSE-COUPLED,60 MESH,CO2 | 933
CST250E | 2-1/2"REFRIG.STRAINER,CAT.I,MOD.A, EF105,CO2 | 933
CST300 | 3" REFRIGERANT STRAINER CLOSED-COUPLED,60MESH,CO2 | 1099
CST300E | 3"STRAINER FOR CO2,CE.CAT.I,MOD.A,EF105 | 1099
CST400 | 4" REFRGNT STRAINER, FOR CO2 | 2037
CSTW100/0024 | 1"REFRIG STRN,60 MESH,WELD-IN-LINE,1" SW X BW,CO2 | 695
CSTW200/0044 | 2"(50mm)STRN 60MESH,CO2,WELD IN-LINE,1-1/2" SW/BW | 1176
CSTW200/0054 | 2"REFRIG STRN,60MESH WELD-IN,2"SW X BW CONN CO2 | 1176
CVS150C | VLV,ANG EXP SC SW1-1/2CO2 | 642
CVSB050C | 1/2" EXP VLV,ANG,SC,1/2" SW,CO2 | 337
CVSB075C | VLV,ANG EXP SC 3/4"SW,CO2 | 362
CVSE150C | 1-1/2" EXP VLV,ANGLE,SW,EXT NECK,SC,CO2 | 800
CVSE200C | 2" EXP VALVE,ANG,SW,EXT NECK,SC,FOR CO2 | 868
CVTE050C | 1/2" EXP VALVE ANG,EXT NECK,BLT BNT,THD,SC,CO2 | 421
CVWE100C | 1" HEV, ANGLE, BW EXT. NECK, SC, CO2 | 546
DW501H | 5" AMMONIA SHUT-OFF VALVE GLOBE,WELDED,HW,RFF | 3058
EZB/150 | EZ-SRV CARTRIDGE RELIEF VLV, BARE | 315
EZB/150-BT1 | EZ-SRV CARTRIDGE RELF VLV, 1/2" MPT W/ FITTING | 475
EZB/150-BT1D | EZ-SRV DUAL CART RELF VLV,1/2" MPT W/FITTING | 1243
EZB/150-BT2 | EZ-SRV CARTRIDGE RELF VLV, 3/4" MPT W/FITTING | 555
EZB/150-BW1 | EZ-SRV CARTRIDGE RELF VLV, 1/2" BW W/ FITTING | 475
EZB/150-BW2 | EZ-SRV CARTRIDGE RELIEF VLV, 3/4" BW W/ FITTING | 555
EZB/16E-BW1 | EZ-SRV CART RLF,1/2" BW W/ FTG,CATIV,MODB&D,EF104 | 475
EZB/19E-BW2 | EZ-SRV CART RLF,3/4" BW W/ FTG,CATIV,MODB&D,EF104 | 555
EZB/200 | EZ-SRV CARTRIDGE RELIEF VLV, BARE | 315
EZB/200-BT1 | EZ-SRV CARTRIDGE RELF VLV, 1/2" MPT W/ FITTING | 475
EZB/200-BT1D | EZ-SRV DUAL CART RELF VLV,1/2" MPT W/ FITTING | 1243
EZB/200-BT2 | EZ-SRV CARTRIDGE RELF VLV, 3/4" MPT W/ FITTING | 555
EZB/200-BW1 | EZ-SRV CARTRIDGE RELF VLV,1/2" BW W/ FITTING | 475
EZB/200-BW1D | EZ-SRV DUAL CART RLF VLV,1/2"BW W/FITTING | 1243
EZB/200-BW2 | EZ-SRV CARTRIDGE RELIEF VLV,3/4" BW W/ FITTING | 555
EZB/225 | EZ-SRV CARTRIDGE RELIEF VLV, BARE | 315
EZB/225-BT1 | EZ-SRV CARTRIDGE RELF VLV,1/2" MPT W/ FITTING | 475
EZB/225-BT2 | EZ-SRV CARTRIDGE RELF VLV, 3/4" MPT W/ FITTING | 555
EZB/225-BW1 | EZ-SRV CARTRIDGE RELF VLV, 1/2" BW W/ FITTING | 475
EZB/24E-BW2 | EZ-SRV CART RLF,3/4" BW W/ FTG,CATIV,MODB&D,EF104 | 555
EZB/250 | EZ-SRV CARTRIDGE RELIEF VLV, BARE | 315
EZB/250-BT1 | EZ-SRV CARTRIDGE RELF VLV, 1/2" MPT W/ FITTING | 475
EZB/250-BT1D | EZ-SRV DUAL CART RELF VLV,1/2" MPT W/ FITTING | 1243
EZB/250-BT2 | EZ-SRV CARTRIDGE RELF VLV, 3/4" MPT W/ FITTING | 555
EZB/250-BT2D | EZ-SRV DUAL CART RELF VALVE,3/4" MPT W/ FITTING | 1418
EZB/250-BW1 | EZ-SRV CARTRIDGE RELF VLV, 1/2" BW W/ FITTING | 475
EZB/250-BW1D | EZ-SRV DUAL CART RELF VLV,1/2" BW W/FITTING | 1243
EZB/250-BW2 | EZ-SRV CARTRIDGE RELIEF VLV,3/4" BW W/ FITTING | 555
EZB/275-BT1D | EZ-SRV DUAL CART RELF VLV,1/2" MPT W/FITTING | 1243
EZB/275-BW1D | EZ-SRV DUAL CART RLF VLV,1/2"BW W/FITTING | 1243
EZB/275-BW2D | EZ-SRV DUAL CART RELF VLV,3/4" BW W/ FITTING | 1418
EZB/300 | EZ-SRV CARTRIDGE RELIEF VLV, BARE | 315
EZB/300-BT1 | EZ-SRV CARTRIDGE RELF VLV, 1/2" MPT W/ FITTING | 475
EZB/300-BT1D | EZ-SRV DUAL CART RELF VALVE,1/2" MPT W/ FITTING | 1243
EZB/300-BT2 | EZ-SRV CARTRIDGE RELF VLV,3/4" MPT W/ FITTING | 555
EZB/300-BT2D | EZ-SRV DUAL CART RELF VLV,3/4" MPT W/ FITTING | 1418
EZB/300-BW1 | EZ-SRV CARTRIDGE RELF VLV,1/2" BW W/ FITTING | 475
EZB/300-BW2 | EZ-SRV CARTRIDGE RELF VLV,3/4" BW W/ FITTING | 555
EZB/350 | EZ-SRV CARTRIDGE RELIEF VLV, BARE | 315
EZB/350-BT1 | EZ-SRV CARTRIDGE RELF VLV, 1/2" MPT W/ FITTING | 475
EZB/350-BT1D | EZ-SRV DUAL CART RLF VLV,1/2" MPT W/FITTING | 1243
EZB/350-BT2 | EZ-SRV CARTRIDGE RELF VLV, 3/4" MPT W/ FITTING | 555
EZB/350-BT2D | EZ-SRV DUAL CART RELF VLV,3/4" MPT W/ FITTING | 1418
EZB/400 | EZ-SRV CARTRIDGE RELIEF VLV, BARE | 315
EZB/400-BT1 | EZ-SRV CARTRIDGE RELF VLV, 1/2" MPT W/ FITTING | 475
EZB/400-BT1D | EZ-SRV DUAL CART RELF VLV,1/2" MPT W/ FITTING | 1243
EZB/400-BW1 | EZ-SRV CARTRIDGE RELF VLV,1/2" BW W/ FITTING | 475
EZB/400-BW2 | EZ-SRV CARTRIDGE RELF VLV,3/4" BW W/FITTING | 555
EZB/450 | EZ-SRV CARTRIDGE RELIEF VLV, BARE | 315
EZB/450-BT1 | EZ-SRV CARTRIDGE RELF VLV,1/2" MPT W/FITTING | 475
EZB/500 | EZ-SRV CARTRIDGE RELIEF VLV, BARE | 315
EZB/500-BT1 | EZ-SRV CARTRIDGE RELF VLV, 1/2" MPT W/ FITTING | 475
EZB/550 | EZ-SRV CARTRIDGE RELIEF VLV, BARE | 315
EZB/550-BT2D | EZ-SRV CARTRIDGE DUAL RELF VLV,3/4"MPT W/ FITTING | 1418
EZB/550-BW1 | EZ-SRV CARTRIDGE RELF VLV, 1/2" BW W/ FITTING | 475
EZB/550-BW2 | EZ-SRV CARTRIDGE RELIEF VLV, 3/4" BW W/ FITTING | 555
EZB/600 | EZ-SRV CARTRIDGE RELIEF VLV, BARE | 315
EZB/600-BT1 | EZ-SRV CARTRIDGE RELF VLV,1/2" MPT W/FITTING | 475
EZB/600-BT1D | EZ-SRV DUAL CARTRIDGE RELF VLV,1/2" MPT W/FITTING | 1243
EZB/600-BT2 | EZ-SRV CARTRIDGE RELF VLV, 3/4" MPT W/ FITTING | 555
EZB/600-BT2D | EZ-SRV CARTRIDGE DUAL RELF VLV, 3/4"MPT W/ FITTING | 1418
EZB/600-BW2 | EZ-SRV CARTRIDGE RELF VLV, 3/4" BW FITTING, 600 PS | 1418
EZB/H1E-BT2D | EZ-SRV DUAL RELIEF,3/4" MPT,CE-CATIV.MODB&D EF104 | 1418
EZB/H2-BW1 | EZ-SRV CARTRIDGE RLF VLV,1/2" BW W/FITTING | 475
EZB/H2-BW1D | EZ-SRV DUAL CART RLF VLV,1/2"BW W/FITTING | 1243
EZB/H3-BT2 | EZ-SRV CARTRIDGE RELF VLV,3/4" MPT W/ FITTING | 555
EZB/H3-BT2D | EZ-SRV DUAL CARTRIDGE RELF VLV,3/4" MPT W/ FITTING | 1418
EZB/H3-BW2D | EZ-SRV DUAL CART RELF VLV,3/4" BW FITTING | 1418
EZB/H3E-BT1D | EZ-SRV DUAL RELIEF,1/2" FPT,CE-CATIV.MODB&D EF104 | 1243
EZB/L1-BT1 | EZ-SRV CARTRIDGE RELF VLV,1/2" MPT W/FITTING | 475
EZB/L1-BT1D | EZ-SRV DUAL CARTRIDGE RELF VLV, 1/2" MPT W/FITTING | 1243
EZB/L1-BT2 | EZ-SRV CARTRIDGE RELF VLV,3/4" MPT W/ FITTING | 555
EZB/L2-BT2 | EZ-SRV CART RELF VLV,3/4" MPT W/ FITTING | 555
EZB/L2-BT2D | EZ-SRV DUAL CARTRIDGE RELF VLV,3/4" MPT W/ FITTING | 1418
EZB/L2-BW1 | EZ-SRV CARTRIDGE RELF VLV,1/2" BW W/ FITTING | 475
EZB/L2-BW1D | EZ-SRV DUAL CART RLF VLV,1/2"BW W/FITTING | 1243
EZB/M1-BT1 | EZ-SRV CARTRIDGE RELF VLV, 1/2" MPT W/ FITTING | 475
EZB/M1-BT2 | EZ-SRV CARTRIDGE RELF VLV,3/4" MPT W/ FITTING | 555
EZB/M1-BT2D | EZ-SRV DUAL CART RELF VLV,3/4" MPT W/FITTING | 1418
EZB/M1-BW1 | EZ-SRV CARTRIDGE RELF VLV,1/2" BW W/ FITTING | 475
EZB/M1-BW2 | EZ-SRV CARTRIDGE RELF VLV,3/4" BW W/FITTING | 555
EZB/M2 | EZ-SRV CARTRIDGE RELIEF VLV, BARE | 315
EZB/M2-BT1 | EZ-SRV CARTRIDGE RELF VLV,1/2" MPT W/ FITTING | 475
EZB/M2-BT2D | EZ-SRV DUAL CART RELF VLV,3/4" MPT W/ FITTING | 1418
EZB/M2-BW1 | EZ-SRV CARTRIDGE RELF VLV,1/2" BW W/ FITTING | 475
EZB/M2-BW2 | EZ-SRV CARTRIDGE RELF VLV,3/4" BW W/FITTING | 555
EZB/M2E | EZ-SRV CARTRIDGE RELIEF VAV, BARE CE-CAT IV | 315
EZB/M2E-BW1 | EZ-SRV CART RLF,1/2" BW W/FTG,CATIV,MODB&D,EF104 | 475
EZC/150 | EZ-SRV CARTRIDGE RELIEF VLV, BARE | 367
EZC/150-BT2 | EZ-SRV CARTRIDGE RELF VLV,3/4" MPT W/ FITTING | 610
EZC/150-BT2D | EZ-SRV DUAL CART RELF,3/4" MPT W/FITTING | 1528
EZC/150-BW2 | EZ-SRV CARTRIDGE RELF VLV,3/4" BW W/ FITTING | 610
EZC/150-BW2D | EZ-SRV DUAL CARTRIDGE RLF VLV,3/4"BW W/ FITTING | 1528
EZC/200 | EZ-SRV CARTRIDGE RELIEF VLV, BARE | 367
EZC/200-BT2D | EZ-SRV DUAL CART RELF VLV, 3/4" MPT W/FITTING | 1528
EZC/200-BW2 | EZ-SRV CARTRIDGE RELF VLV, 3/4" BW W/ FITTING | 610
EZC/225-BW2 | EZ-SRV CARTRIDGE RELF VLV,3/4" BW W/ FITTING | 610
EZC/250 | EZ-SRV CARTRIDGE RELIEF VLV, BARE | 367
EZC/250-BT2 | EZ-SRV CARTRIDGE RELF VLV, 3/4" MPT W/ FITTING | 610
EZC/250-BT2D | EZ-SRV DUAL CART RELF VLV,3/4" MPT W/ FITTING | 1528
EZC/250-BW2 | EZ-SRV CARTRIDGE RELF VLV, 3/4" BW W/ FITTING | 610
EZC/300 | EZ-SRV CARTRIDGE RELIEF VLV, BARE | 367
EZC/300-BT2 | EZ-SRV CARTRIDGE RELF VLV, 3/4" MPT W/ FITTING | 610
EZC/300-BT2D | EZ-SRV DUAL CART RELF VLV,3/4" MPT W/FITTING | 1528
EZC/300-BW2 | EZ-SRV CARTRIDGE RELIEF VLV,3/4" BW W/ FITTING | 610
EZC/350 | EZ-SRV CARTRIDGE RELIEF VLV, BARE | 367
EZC/350-BT2 | EZ-SRV CARTRIDGE RELF VLV, 3/4" MPT W/ FITTING | 610
EZC/350-BT2D | EZ-SRV DUAL CART RELF VLV, 3/4" MPT W/ FITTING | 1528
EZC/400 | EZ-SRV CARTRIDGE RELIEF VLV, BARE | 367
EZC/400-BT2D | EZ-SRV DUAL CART RELF VLV,3/4" MPT W/FITTING | 1528
EZC/450-BT2 | EZ-SRV CARTRIDGE RELF VLV, 3/4" MPT W/ FITTING | 610
EZC/500 | EZ-SRV CARTRIDGE RELIEF VLV, BARE | 367
EZC/500-BT2 | EZ-SRV CARTRIDGE RELF VLV,3/4" MPT W/ FITTING | 610
EZC/500-BT2D | EZ-SRV DUAL CART RELF VLV,3/4" MPT W/ FITTING | 1528
EZC/550 | EZ-SRV CARTRIDGE RELIEF VLV, BARE | 367
EZC/550-BT2 | EZ-SRV CARTRIDGE RELF VLV,3/4" MPT W/ FITTING | 610
EZC/550-BW2 | EZ-SRV CARTRIDGE RELF VLV,3/4" BW W/ FITTING | 610
EZC/600-BT2 | EZ-SRV CARTRIDGE RELF VLV,3/4" MPT W/FITTING | 610
EZC/600-BT2D | EZ-SRV DUAL CART RELF VLV, 3/4" MPT W/FITTING | 1528
EZC/H3-BT2 | EZ-SRV CARTRIDGE RELF VLV,3/4" MPT W/ FITTING | 610
EZC/H3-BT2D | EZ-SRV DUAL CART RELF VLV,3/4" MPT W/ FITTING | 1528
EZC/H3-BW2 | EZ-SRV CARTRIDGE RELF VLV,3/4" BW W/FITTING | 610
EZC/H3-BW2D | EZ-SRV DUAL CART RELF VLV,3/4" BW W/FITTING | 1528
EZC/L1-BT2 | EZ-SRV CARTRIDGE RELF VLV,3/4" MPT W/FITTING | 610
EZC/L1-BW2 | EZ-SRV CARTRIDGE RELF VALVE,3/4" BW W/ FITTING | 610
EZC/L1E-BW2 | EZ-SRV CART RLF,3/4" BW W/ FTG,CATIV,MODB&D,EF104 | 610
EZC/L2 | EZ-SRV CARTRIDGE RELIEF VLV, BARE | 367
EZC/L2-BT2 | EZ-SRV CARTRIDGE RELF VLV,3/4" MPT W/FITTING | 610
EZC/L2-BW2 | EZ-SRV CARTRIDGE RELF VLV,3/4" BW W/ FITTING | 610
EZC/M1-BT2 | EZ-SRV CARTRIDGE RELF VLV,3/4" MPT W/ FITTING | 610
EZC/M1-BW2 | EZ-SRV CARTRIDGE RELF VLV, 3/4" BW W/ FITTING | 610
EZC/M2-BT2 | EZ-SRV CARTRIDGE RELF VLV,3/4" MPT W/ FITTING | 610
EZC/M2-BW2 | EZ-SRV CARTRIDGE RELF VLV,3/4" BW W/FITTING | 610
EZC/M3-BT2 | EZ-SRV CARTRIDGE RELIEF VALVE, 3/4" MPT W/ FITTING | 610
EZE/150 | EZ-SRV CARTRIDGE RELIEF VLV, BARE | 582
EZE/150-BT4 | EZ-SRV CARTRIDGE RELF VLV, 1" MPT W/ FITTING | 872
EZE/150-BT4D | EZ-SRV DUAL CARTRIDGE RELIEF,1" MPT W/FITTING | 2231
EZE/150-BW4 | EZ-SRV CARTRIDGE RELF VLV 1" BW W/ FITTING | 872
EZE/150-BW4D | EZ-SRV DUAL CARTRIDGE RLF VLV,1"BW W/FITTING | 2231
EZE/200 | EZ-SRV CARTRIDGE RELIEF VLV, BARE | 582
EZE/200-BT4 | EZ-SRV CARTRIDGE RELF VLV,1" MPT W/ FITTING | 872
EZE/200-BW4 | EZ-SRV CARTRIDGE RELF VLV, 1" BW W/ FITTING | 872
EZE/225 | EZ-SRV CARTRIDGE RELIEF VLV, BARE | 582
EZE/225-BT4 | EZ-SRV CARTRIDGE RELF VLV 1" MPT W/ FITTING | 872
EZE/225-BW4 | EZ-SRV CARTRIDGE RELF VLV 1" BW W/ FITTING | 872
EZE/250 | EZ-SRV CARTRIDGE RELIEF VLV, BARE | 582
EZE/250-BT4 | EZ-SRV CARTRIDGE RELF VLV,1" MPT W/ FITTING | 872
EZE/250-BT4D | EZ-SRV DUAL CART RELF VLV,1" MPT W/ FITTING | 2231
EZE/250-BW4 | EZ-SRV CARTRIDGE RELF VLV,1" BW W/ FITTING | 872
EZE/300 | EZ-SRV CARTRIDGE RELIEF VLV, BARE | 582
EZE/300-BT4 | EZ-SRV CARTRIDGE RELF VLV 1" MPT W/ FITTING | 872
EZE/300-BT4D | EZ-SRV DUAL CART RELF VLV,1" MPT W/FITTING | 2231
EZE/300-BW4 | EZ-SRV CARTRIDGE RELF VLV 1" BW W/ FITTING | 872
EZE/350 | EZ-SRV CARTRIDGE RELIEF VLV, BARE | 582
EZE/350-BT4 | EZ-SRV CARTRIDGE RELF VLV 1" MPT W/ FITTING | 872
EZE/350-BW4 | EZ-SRV CARTRIDGE RELF VLV 1" BW W/ FITTING | 872
EZE/L2 | EZ-SRV CARTRIDGE RELIEF VLV, BARE | 582
EZE/L2-BT4 | EZ-SRV CARTRIDGE RELF VLV,1" MPT W/ FITTING | 872
EZE/L2-BW4 | EZ-SRV CART RELF VLV,1" BW W/ FITTING | 872
EZE/L3 | EZ-SRV CARTRIDGE RELIEF VLV, BARE | 582
EZE/L3-BW4 | EZ-SRV CART RELF VLV,1" BW W/ FITTING | 872
EZE/M1 | EZ-SRV CARTRIDGE RELIEF VLV, BARE | 582
EZE/M1-BT4 | EZ-SRV CARTRIDGE RELF VLV,1" MPT W/ FITTING | 872
EZE/M1-BT4D | EZ-SRV DUAL CART RLF VLV,1" MPT W/ FITTING | 2231
EZE/M1-BW4 | EZ-SRV CART RELF VLV,1" BW W/ FITTING | 872
EZE/M1-BW4D | EZ-SRV DUAL CART RLF VLV,1" BW W/FITTING | 2231
EZE/M2 | EZ-SRV CARTRIDGE RELIEF VLV, BARE | 582
EZE/M2-BT4D | EZ-SRV DUAL CART RELF VLV,1" MPT W/FITTING | 2231
EZE/M2-BW4 | EZ-SRV CARTRIDGE RELF VLV,1" BW W/ FITTING | 872
EZF/150 | EZ-SRV CARTRIDGE RELIEF VLV, BARE | 1075
EZF/150-BT5 | EZ-SRV CARTRIDGE RELF VLV 1-1/4" MPT W/ FITTING | 1611
EZF/150-BT5D | EZ-SRV DUAL CART RELF,1-1/4" MPT W/FITTING | 3901
EZF/150-BW5 | EZ-SRV CARTRIDGE RELF VLV 1-1/4" BW W/ FITTING | 1611
EZF/200-BW5 | EZ-SRV CARTRIDGE RELF VLV 1-1/4" BW W/FITTING | 1611
EZF/225-BT5 | EZ-SRV CARTRIDGE RELF VLV 1-1/4" MPT W/ FITTING | 1611
EZF/225-BW5 | EZ-SRV CARTRIDGE RELF VLV 1-1/4" BW W/ FITTING | 1611
EZF/250 | EZ-SRV CARTRIDGE RELIEF VLV, BARE | 1075
EZF/250-BT5 | EZ-SRV CARTRIDGE RELF VLV,1-1/4" MPT W/ FITTING | 1611
EZF/250-BT5D | EZ-SRV DUAL CARTRIDGE RELF VLV,1-1/4"MPT W/FITTING | 3901
EZF/250-BW5 | EZ-SRV CARTRIDGE RELF VLV,1-1/4" BW W/FITTING | 1611
EZF/300 | EZ-SRV CARTRIDGE RELIEF VLV, BARE | 1075
EZF/300-BT5 | EZ-SRV CARTRIDGE RELF VLV 1-1/4" MPT W/ FITTING | 1611
EZF/300-BT5D | EZ-SRV DUAL CART RELF VLV,1-1/4"MPT W/FITTING | 3901
EZF/300-BW5 | EZ-SRV CARTRIDGE RELF VLV 1-1/4" BW W/ FITTING | 1611
EZF/350 | EZ-SRV CARTRIDGE RELIEF VLV, BARE | 1075
EZF/350-BT5 | EZ-SRV CARTRIDGE RELF VLV 1-1/4" MPT W/ FITTING | 1611
EZF/350-BW5 | EZ-SRV CARTRIDGE RELF VLV 1-1/4" BW W/ FITTING | 1611
EZF/L2-BT5D | EZ-SRV DUAL CART RELF,1-1/4" MPT W/FITTING | 3901
EZF/M1 | EZ-SRV CARTRIDGE RELIEF VLV, BARE | 1075
EZF/M1-BT5 | EZ-SRV CARTRIDGE RELF VLV,1-1/4" MPT W/ FITTING | 1611
EZF/M2 | EZ-SRV CARTRIDGE RELIEF VLV, BARE | 1075
EZF/M2-BT5 | EZ-SRV CART RELF VLV,1-1/4" MPT W/FITTING | 1611
EZLQ/100 | EZ-SRV LIQUID CARTRIDGE RLF VLV, BARE | 304
EZLQ/100-BT1 | EZLQ LIQUID RELF VLV, 1/2" MPT W/ FITTING | 463
EZLQ/100-BT2 | EZLQ LIQUID RELF VLV, 3/4" MPT W/ FITTING | 546
EZLQ/100-BW1 | EZLQ LIQUID RELF VLV, 1/2" BW W/ FITTING | 463
EZLQ/100-BW2 | EZLQ LIQUID RELIEF VALVE, 3/4" BW W/ FITTING | 546
EZLQ/3.5PA | EZ-SRV LIQUID CARTRIDGE RLF VLV, BARE(PASCALS) | 304
EZLQ/3.5PA-BT1 | EZLQ LIQUID RELF VLV,1/2" MPT W/ FITTING(PASCALS) | 463
EZLQ/5.0-BT1 | EZLQ LIQUID RELF VLV, 1/2" MPT W/ FITTING | 463
EZLQ/5.0PA-BT1 | EZLQ LIQUID RELF VLV,1/2" MPT W/ FITTING(PASCALS) | 463
EZLQ/50 | EZ-SRV LIQUID CARTRIDGE RLF VLV, BARE | 304
EZLQ/50-BT1 | EZLQ LIQUID RELF VLV, 1/2" MPT W/ FITTING | 463
EZLQ/50-BT2 | EZLQ LIQUID RELF VLV, 3/4" MPT W/ FITTING | 546
EZLQ/50-BW1 | EZLQ LIQUID RELF VLV, 1/2" BW W/ FITTING | 463
EZLQ/50-BW2 | EZLQ LIQUID RELF VLV, 3/4" BW W/ FITTING | 546
EZLQ/6.0PA | EZ-SRV LIQUID CARTRIDGE RLF VLV, BARE(PASCALS) | 304
EZLQ/6.0PA-BT1 | EZLQ LIQUID RELF VLV,1/2" MPT W/ FITTING(PASCALS) | 463
EZLQ/7.0E-BW1 | EZLQ LIQ RLF VLV,1/2" BW W/FIT,CATIV MOD.B&D EF104 | 463
EZLQ/7.0E-BW2 | EZLQ LIQ RLF VLV,3/4" BW W/FIT,CATIV MOD.B&D EF104 | 546
EZLQ/7.0PA-BT1 | EZLQ LIQUID RELF VLV,1/2" MPT W/ FITTING(PASCALS) | 463
EZLQ/7.0PA-BW1 | EZLQ LIQUID RELF VLV,1/2" BW W/ FITTING(PASCALS) | 463
EZLQ/75 | EZ-SRV LIQUID CARTRIDGE RLF VLV, BARE | 304
EZLQ/75-BT1 | EZLQ LIQUID RELF VLV, 1/2" MPT W/ FITTING | 463
EZLQ/75-BT2 | EZLQ LIQUID RELF VLV, 3/4" MPT W/ FITTING | 546
EZLQ/75-BW1 | EZLQ LIQUID RELF VLV, 1/2" BW W/ FITTING | 463
EZLQ/75-BW2 | EZLQ LIQUID RELF VLV, 3/4" BW W/ FITTING | 546
G3 | NH3/HACBN GAUGE,30"TO 350PSIG,1/4" NPT,3.5" DIAM | 188
G4 | NH3/HACBN GAUGE 30"TO 150PSIG,1/4" NPT,3.5" DIAM | 188
G5M-S | STAINLESS STEEL HALO GAUGE(BAR/DEGREE)-1 TO12 BAR | 300
G6M-S | HALO GAUGE,-1 TO25 BAR,1/4NPT,100mm STAINLESS STL | 300
GA1 | NH3 TEMP/PRESSGAUGE 30"TO300PSIG,1/4"NPT,3.5" DIA | 188
GA1-S | NH3 GAUGE -30-300 PSIG,1/4"NPT,4DIA,SS | 300
GA1M | NH3 GAUGE-1 TO +11 BAR 1/4"NPT,90MM DIA FACE | 188
GA1M-S | NH3 GAUGE -1 TO +11 BAR, NPT, 100MM DIA STAINLESS | 300
GA2 | NH3 GAUGE 30" TO 150PSIG 1/4" NPT,3.5" DIAMETR FAC | 188
GA2-S | NH3 GAUGE -30-150PSI,1/4"NPT,4"DIA,STAINLESS STL. | 300
GA2M | NH3 GAUGE -1 TO +21 BAR 1/4" NPT,90MM DIAM FACE | 188
GA2M-S | NH3 GAUGE -1 TO+21BAR,1/4"NPT,100MM DIA, S/S | 300
GS150C | 1-1/2" REFRIG SHUT-OFF VLV,GLOBE,SOCKET WELD,SC | 441
GS150CE | 1-1/2"SHUT-OFF VLV GLB,SW,SC CE-CATII,MODH,EF107 | 441
GS150CS | 1-1/2" GLOBE SHUT-OFF, SW,SC, W/W S/S PACKING NUT | 497
GS150H | 1-1/2"NH3 SHUT-OFF VALVE GLOBE,SOCKET WELD,HW | 441
GS150HE | 1-1/2" SHUT-OFF GLB,SW,HW,CE-CAT II,MOD H. EF107 | 441
GS150HS | 1-1/2" GLB SHUT-OFF VLV.SW,HW,SS PACK NUT | 497
GS200C | 2" REFRIG. SHUT-OFF VALVE GLOBE, SOCKET WELD, SC | 509
GS200CE | 2" SHUT-OFF VLV GLB,SW,SC CE-CATII,MODH,EF107 | 509
GS200CS | 2" GLOBE SHUT-OFF VALVE,SW,SC,W/S/S PACKING NUT | 565
GS200H | 2" AMMONIA SHUT-OFF VALVE GLOBE, SW, HW | 509
GS200HE | 2" SHUT-OFF VLV GLB,SW,HW,CE-CATII,MOD.H,EF107 | 509
GS200HS | 2" GLB SHUT-OFF VALVE,SW,HW, W/ S/S PACKING NUT | 565
GS251C | 2-1/2"REFRIG.SHUT-OFF VLV GLOBE,SOCKET WELD,SC | 683
GS251CE | 2-1/2"SHUT-OFF VLV GLB,SW SC CE-CATII,MODH,EF107 | 683
GS251CS | 2-1/2" REFRG SHUT-OFF GLB. SW,SC, S/S PACK NUT | 754
GS251H | 2-1/2"NH3 SHUT-OFF VALVE GLOBE,SOCKET WELD,HW | 683
GS251HS | 2-1/2" GLB SHUT-OFF VLV, SW,HW, S/S PACKING NUT | 754
GSB051C | 1/2"SHUT-OFF VLV,GLB,BLT.BONNET,SW,SC,T-STYLE | 184
GSB051CS | 1/2"GLB.VLV.,SW,BLT.BNT.T-STYLE,SC W/ S/S PACK NUT | 235
GSB051H | 1/2"SHUT-OFF VLV,GLB,BLT.BONNET,SW,HW,T-STYLE | 184
GSB051HS | 1/2" GLOBE SHUT-OFF,SW, S/S/ PACK NUT | 235
GSB076C | 3/4"SHUT-OFF VLV,GLB,BLT.BONNET,SW,SC,T-STYLE | 219
GSB076CS | 3/4"SHUT-OFF,GLB.BLT.BNT.T-STY,SW,SC S/S PACK NUT | 270
GSB076H | 3/4"SHUT-OFF VLV,GLB.,BLT.BONNET,SW,HW,T-STYLE | 219
GSB076HS | 3/4"GLB.SHUT-OFF,T-STY,BLT.BNT.SW,HW,SS PACK NUT | 270
GSB101C | 1"SHUT-OFF VLV,GLB,BLT.BONNET,T-STYLE,SW,SC | 230
GSB101CS | 1"SHUT-OFF GLB.BLT.BNT.T-STYLE,SW,SC, S/S PACK NUT | 281
GSB101H | 1"SHUT-OFF VLV,GLB,T-STYLE,BLT.BONNET,SW,HW | 230
GSB101HS | 1"GLB SHUT-OFF,SW,BLT.BNT.T-STYL,HW,S/S PACK NUT | 281
GSB126C | 1-1/4"SHUT-OFF VLV,GLB,T-STYLE,BLT.BONNET,SW,SC | 317
GSB126CE | 1-1/4"SHUT-OFF,GLOBE,SW,SC,CE-CAT I,MODA.EF106 | 317
GSB126CS | 1-1/4" GLB VLV, T-STYLE BLT BNT,SW,SC S/S PACKING | 368
GSB126H | 1-1/4"SHUT-OFF VLV,GLB,T-STYLE,BLT.BONNET,SW,HW | 317
GSB126HE | 1-1/4"SHUT-OFF VLV.GLB,SW,HW,CE-CAT I.MODA,EF106 | 317
GSB126HS | 1-1/4"GLB.SHUT-OFF,BLT.BNT.SW,HW,S/S PACK NUT | 368
GSBZ051C | 1/2"SHUT-OFF VLV.GLB,BLT.BONNET,SW,SC,T-STYLE,PLTD | 209
GSBZ051CS | 1/2" GLB SHUT-OFF,BLT.BNT W/ S/S PCKING NUT, PLTD | 260
GSBZ051H | 1/2" SHUT-OFF VALVE,GLB.SW.T-STYLE,HW,PLTD | 209
GSBZ051HS | 1/2" GLB.SHUT-OFF,BLT.BNT.W/ S/S PCK NUT, PLATED | 260
GSBZ076C | 3/4"SHUT-OFF VLV,GLB,BLT.BNT,SW,SC,T-STYLE,PLTD. | 243
GSBZ076CS | 3/4"GLB VLV,BLT.BNT,T-STYL,SW,SC S/S PACK NUT,PLTD | 294
GSBZ076H | 3/4"SHUT-OFF VLV.,T-STYLE,GLB.SW,HD.PLATED | 243
GSBZ076HS | 3/4" SHUT-OFF,T-STYLE,GLB,SW,HW, S/S PACK ,PLTD | 294
GSBZ101C | 1"SHUT-OFF VLV,GLB,BLT.BONNET,T-STYLE,SW,SC,PLTD. | 256
GSBZ101CS | 1"GLB. SHUT-OFF,T-STYLE,SW,SC,W/ S/S PACK, PLTD. | 307
GSBZ101H | 1" SHUT-OFF VALVE,GLB,SW T-STYLE.HW.PLTD. | 256
GSBZ101HS | 1" GLB SHUT-OFF, T-STYLE,SW,HW,W/ S/S PACK, PLTD | 307
GSBZ126C | 1-1/4"SHUT-OFF VLV,T-STYLE,GLB,SW,SC,PLATED | 343
GSBZ126CS | 1-1/4"SHUT-OFF VLV,T-STYLE,GLB.SC, S/S PACK, PLTD | 394
GSBZ126H | 1-1/4"SHUT-OFF VLV.,,T-STYLE,GLB,SW.HD.,PLATED | 343
GSBZ126HS | 1-1/4" SHUT-OFF,T-STYLE,GLB.SW.HW. S/S PACK, PLTD | 394
GSE051C | 1/2"SHUT-OFF VLV,GLB. EXT.NCK,BLT.BNT,T-STY,SW,SC | 266
GSE051H | 1/2" SHUT-OFF VLV,GLB.EXT.NCK,BLT.BNT,T-STYL,SW,HW | 266
GSE076C | 3/4"SHUT-OFF,GLB EXT NCK,BLT BNT,T-STYL SW SC | 303
GSE076H | 3/4" SHUT-OFF GLOBE.EXT.NECK,SW,HW | 303
GSE101C | 1"SHUT-OFF VLV,GLB.EXT.NECK,BLT.BNT,T-STYLE,SW,SC | 360
GSE101H | 1"SHUT-OFF VLV,GLB.EXT.NCK,BLT.BNT,T-STYLE,SW,HW | 360
GSE126C | 1-1/4"SHUT-OFF,GLB.EXT.NCK,BLT.BNT,T-STYLE,SW,SC | 449
GSE126H | 1-1/4" SHUT-OFF VLV,GLOBE.EXT.NCK SW,HW | 449
GSE150C | 1-1/2"SHUT-OFF VLV,GLB,EXT.NECK,T-STYLE,SW,SC | 596
GSE150H | 1-1/2"SHUT-OFF VLV,GLB,EXT.NECK,T-STYLE,SW,HW | 596
GSE150HE | 1-1/2"SO VLV,GLB,EXT,SW,HW,CE-CATII MODH EF107 | 596
GSE200C | 2"SHUT-OFF VLV,GLB, EXT.NECK,BLT.BNT,T-STYLE,SW,SC | 666
GSE200H | 2"SHUT-OFF VLV,GLB,EXT.NCK,BLT.BNT,T-STYL SW,HW | 666
GSE251C | 2-1/2" SHUT-OFF GLOBE, EXT NECK, SW,SC | 878
GSE251H | 2-1/2" SHUT-OFF,GLOBE. EXT.NCK, SW,HW | 878
GSEZ051H | 1/2" GLB VLV EXT NECK,BLT BNT,T-STYLE,HW PLATED | 291
GSEZ076C | 3/4" GLB.VALVE EXT.NECK,BLT.BNT,T-STYLE,SW,SC,PLTD | 328
GSEZ076H | 3/4"SHUT-OFF,GLB,EXT NECK,BLT BNT,T-STY,SW,HW,PLTD | 328
GSEZ101C | 1" GLB. VALVE,EXT NECK,BLT.BNT,T-STYLE,SW,SC,PLTD | 387
GSEZ101H | 1" GLB SHUT-OFF,EXT NECK,SW,HW,PLATED | 387
GSEZ126C | 1-1/4" GLB EXT NECK, T-STYLE,BLT BNT,SW,SC,PLATED | 476
GSEZ126H | 1-1/4",GLB.EXT NECK,T-STYLE,BLT.BNT.SW.HW.PLTD | 476
GSEZ150C | 1-1/2"GLB SHUT-OFF VLV,EXT.NCK,T-STYL,SW,SC PLTD | 672
GSEZ150H | 1-1/2" GLB VALVE, T-STYLE,EXT NECK,SW,HW,PLATED | 672
GSEZ200C | 2" GLB VALVE,EXT NECK T-STYLE,SW,SC, PLATED | 752
GSEZ200H | 2"SHUT-OFF GLB,EXT,NECK,BLT.BNT,T-STYLE,SW,HW,PTLD | 752
GSEZ251H | 2-1/2"SHT-OFF,GLOBE.EXT.NCK.T-STY,SW,HW,PLTD | 1028
GSZ150C | 1-1/2"AMMONIA SHUT-OFF VALVE, PLATED,GLOBE,SW,SC | 516
GSZ150CE | 1-1/2"GLB SHUT-OFF,SW,SC,PLTD,CE-CATII,MODH,EF107 | 516
GSZ150CS | 1-1/2" GLB SHUT-OFF VLV.,SW,SC,W/ S/S PACK, PLTD. | 572
GSZ150H | 1-1/2"AMMONIA SHUT-OFF VALVE, PLATED,GLOBE,SWHW | 516
GSZ150HS | 1-1/2" GLB VALVE,SW,HW,W/S/S PACKING NUT,PLATED | 572
GSZ200C | 2"REFRIG. SHUT-OFF VALVE, PLATED,GLOBE,SW,SC | 591
GSZ200CS | 2"REFRG.SHUT-OFF,GLB.SW,SC,W/ S/S PACK, PLTD. | 647
GSZ200H | 2"NH3 SHUT-OFF VALVE, PLATED,GLOBE,SW,HW | 591
GSZ200HS | 2" SHUT-OFF,GLB,SW,HW,W/ S/S PACK NUT, PLATED | 647
GSZ251C | 2-1/2"REFRIGERANT SHUT-OFF VALVE PLATED,GLOBE,SOCK | 827
GSZ251H | 2-1/2"AMMONIA SHUT-OFF VALVE, PLATED,GLOBE,SW,HW | 827
GSZ251HS | 2-1/2"SHUT-OFF,GLB.SW,HW,W/S/S PACK NUT,PLTD | 898
GT038C | 3/8"REFRIG SHUT-OFF VLV GLOBE,THREADED,SEAL CAP | 154
GT038H | 3/8"NH3 SHUT-OFF VALVE GLOBE,THREADED, HANDWHEEL | 154
GT051C | 1/2"REFRIG SHUT-OFF VLV GLOBE,THREADED,SEAL CAP | 158
GT051H | 1/2"NH3 SHUT-OFF VALVE GLOBE,THD,HW | 158
GT076C | 3/4"REFRIG SHUT-OFF VLV GLOBE,THREADED,SEAL CAP | 180
GT076H | 3/4"NH3 SHUT-OFF VALVE GLOBE,THREADED,HANDWHEEL | 180
GTB051C | 1/2" SHUTOFF VLV,GLOBE SC,T-STYL,THD,4-BOLT | 182
GTB051CS | 1/2"GLOBE SHUT-OFF THD.SC.T-STYLE W/ S/S PACK NUT | 233
GTB051H | 1/2" SOV,THD,T-STYLE GLOBE HW,4-BOLT | 182
GTB051HS | 1/2" GLB SHUT-OFF, THD.HW,T-STYLE, S/S PACK NUT | 233
GTB076C | 3/4"SHUT-OFF VLV,GLOBE SC THD,T-STYLE,4-BOLT | 218
GTB076CS | 3/4"GLB. SHUT-OFF,THD.SC.T-STYLE, W/S/S/ PACK NUT | 269
GTB076H | 3/4" SHUTOFF VLV,THD,T-STYLE GLOBE HW, 4-BOLT | 218
GTB076HS | 3/4"GLB SHT-OFF,T-STYL,BLT.BNT.THD.HW,S/S PACK NUT | 269
GTB101C | SHUT-OFF VLV,T-STYLE 1" GLOBE,SC,THD,4-BOLT | 228
GTB101CS | 1" GLB SHUT-OFF THD.SC.T-STYLE, W/S/S/ PACK NUT | 279
GTB101H | 1" SHUT-OFF VLV, T-STYLE GLOBE HW, THD, 4-BOLT | 228
GTB101HS | 1"SHUT-OFF,GLB, BLT.BNT.THD.,HW S/S PACK NUT | 279
GTB126C | VALVE, T-STYLE GLOBE SC 1-1/4" THD, 4-BOLT | 317
GTB126CS | 1-1/4" GLB SHUT-OFF,T-STYLE.THD,SC,W/ S/S PACK NUT | 368
GTB126H | VALVE, T-STYLE GLOBE HW 1-1/4" THD, 4-BOLT | 317
GTB126HS | 1-1/4" GLB SHUT-OFF T-STYLE THD,HW, S/S PACK NUT | 368
GTBZ051C | 1/2" GLB. SOV,THD,BLT.BNT.T-STYLE,SC PLTD | 206
GTBZ051CS | 1/2"GLB SHUT-OFF,THD.BLT.BNT SC,W/S/S PACKING,PLTD | 257
GTBZ051H | 1/2" THD GLB SOV BLT.BNT T-STYLE,HW,PLTD | 206
GTBZ051HS | 1/2" GLB SHUT-OFF,THD,BLT.BNT HW W/SS PACKING,PLTD | 257
GTBZ076C | 3/4" GLB SHUT-OFF,THD,BLT.BNT,T-STYLE,SC,PLATED | 242
GTBZ076CS | 3/4" GLB SHUTOFF,THD,BLT.BNT,SC,PLT,SS NUT,TSTYLE | 293
GTBZ076H | 3/4"GLOBE SHUT-OFF,THD,BLT BNT,T-STYLE,HW,PLT | 242
GTBZ076HS | 3/4"SHUT-OFF,GLB.THD.HW.,S/S PACKING NUT,PLT | 293
GTBZ101HS | 1" GLB SHUT-OFF,T-STYLE,THD,HW,W S/S PACK, PLTD. | 305
GTBZ126H | 1-1/4" SHUT-OFF VALVE,GLB,THD,BLT.BONNET,HW,PLTD. | 343
GTE051C | 1/2"SHT-OFF VLV, GLB,EXT.NECK,,T-STYLE,THD,SC | 264
GTE051H | 1/2" SHT-OFF VLV,GLB,EXT.NECK,,T-STYLE,THD.HW | 264
GTE076C | 3/4" SHT-OFF VLV,GLB. EXT.NECK,T-STYLE,THD,SC | 302
GTE076H | 3/4"SHT-OFF VLV,GLB.EXT.NECK,T-STYLE,THD,HW | 302
GTE101C | 1" SHT-OFF VLV,GLB.EXT.NECK,,T-STYLE,THD.SC | 358
GTE101H | 1" SHT-OFF VLV,GLB.EXT.NECK.,T-STYLE,THD,HW | 358
GTE126C | 1-1/4" SHT-OFF VLV,GLB.EXT.NECK,T-STYLE,THD.SC | 449
GTE126H | 1-1/4" SHT-OFF VLV,GLB,EXT.NECK,T-STYLE,THD,HW | 449
GTEZ051H | 1/2" GLB SHUT-OFF VLV,EXT NECK,T-STYLE,THD,HW,PLTD | 289
GTEZ076H | 3/4"SHUT-OFF GLB EXT NECK,T-STYLETHD,HW,PLTD | 327
GTZ038C | 3/8"REFRIG.SHUT-OFF VALVE, PLATED,GLOBE,THRD,SC | 177
GTZ038H | 3/8"NH3 SHUT-OFF VLV, PLATED,GLOBE,THRD,HW | 177
GTZ051C | 1/2"REFRIG.SHUT-OFF VALVE, PLATED,GLOBE,THRD,SC | 183
GTZ051H | 1/2" NH3 SHUTOFF VLV PLATED,GLOBE,THRD,HW | 183
GTZ076C | 3/4"REFRIG.SHUT-OFF VALVE, PLATED,GLOBE,THRD,SC | 204
GTZ076H | 3/4"NH3 SHUT-OFF VALVE PLATED,GLOBE,THRD,HW | 204
GW1000C | 10" REFRIG. SHUT-OFF VALVE, GLOBE, WELDED, SC | 12446
GW1000CE | 10" GLB SHUT-OFF VLV, SC, CE-CAT III,MOD H EF108 | 12446
GW1000CS | 10" NH3 SHUT-OFF GLOBE,BW,S/S PACK NUT,SEAL CAP | 13592
GW1000H | 10" REFRIG. SHUT-OFF VALVE, GLOBE, BW, HW | 12446
GW1000HE | 10" GLB,SHUT-OFF VLV,HW,BW,CE-CAT III,MOD H,EF108 | 12446
GW1200C | 12" REFRIG. SHUT-OFF VALVE GLOBE, WELDED, SC | 18138
GW1200H | 12" REFRIG. SHUT-OFF VALVE,GLOBE,BW,HW | 18138
GW1200HS | 12" NH3 SHUT-OFF VLV,GLB, WLD, HW, W/ SS PACK NUT | 19753
GW1400C | 14" REFRIG. SHUT-OFF VALVE, GLOBE, WELDED, SC | 36397
GW1400H | 14" REFRIG. SHUT-OFF VALVE, GLOBE, BW, HW | 36397
GW150C | 1-1/2" GLOBE SHUT-OFF VALVE BW, SC | 469
GW150CE | 1-1/2"GLB SHUT-OFF VLV,BW,SC,CE-CATII,MOD.H,EF107 | 469
GW150CS | 1-1/2"GLB SHUT-OFF VLV,BW,SC, W/ S/S PACK NUT | 525
GW150H | 1-1/2" GLOBE SHUT-OFF VALVE, BW HW | 469
GW150HE | 1-1/2" GLB SHUT-OFF VLV,BW HW,CE-CATII,MODH,EF107 | 469
GW150HS | 1-1/2" GLB SHUT-OFF VLV,BW,HW, W/ S/S PACK NUT | 525
GW200C | 2" REFRIG SHUT-OFF VALVE GLOBE, BW, SC | 527
GW200CE | 2" SHUT-OFF, GLB,BW,SC CE-CATII, MODH EF107 | 527
GW200CS | 2" REFRIG SHUT-OFF VALVE,GLOBE,BW,SC /SS TRIM | 583
GW200H | 2" AMMONIA SHUT-OFF VALVE GLOBE, BW, HANDWHEEL | 527
GW200HE | 2" SHUT-OFF,GLB,BW,HDWL,CE-CATII,MODH,EF107 | 527
GW200HS | 2" GLB SHUT-OFF BW,HW, W/S/S PACKING NUT | 583
GW251C | 2-1/2"REFRIG SHUT-OFF VALVE GLOBE,BW,SC | 700
GW251CE | 2-1/2"SHUT-OFF VLV GLB,BW,SC,CE-CATII MOD H,EF107 | 700
GW251CS | 2-1/2"SHUT-OFF VLV, GLB.,BW,SC, W S/S/ PACK NUT | 771
GW251H | 2-1/2"NH3 SHUT-OFF VALVE,GLOBE,BW,HW | 700
GW251HE | 2-1/2"NH3 SHUTOFF VLV,GLOBE,BW,HW,CATII,MODH,EF107 | 771
GW251HS | 2-1/2" GLOBE SHUT-OFF, BW, HW, W/ S/S PACKING NUT | 771
GW252CE | 65mm SHUT-OFF GLB,BW,SC CE-CATII,MODH EF107 | 700
GW252HE | 65mm SHUT-OFF GLB,BW,HW,CE-CATII MODH,EF107 | 700
GW301C | 3"REFRIG SHUT-OFF VLV,GLOBE,BW,SC | 1014
GW301CE | 3"SHUT-OFF VALVE GLB,BW,SC CE-CATII,MODH,EF107 | 1014
GW301CS | 3" NH3 SHUT-OFF, GLB.BW.SC, W/S/S PACKING NUT | 1085
GW301H | 3" AMMONIA SHUT-OFF VALVE GLOBE, WELDED, HANDWHEEL | 1014
GW301HE | 3" SHUT-OFF VLV,GLB,BW,HW,CE-CATII,MOD.H,EF107 | 1014
GW301HS | 3" NH3 SHUT-OFF VLV,BW,HW,W/ S/S PACKING NUT | 1085
GW402C | 4" REFRIG. SHUT-OFF VALVE GLOBE, BW, SC | 1312
GW402CE | 4" SHUT-OFF VALVE GLB,BW,SCCE-CATII, MOD H.,EF107 | 1312
GW402CS | 4" NH3 SHUT-OFF, GLB. BW,SC, W/ S/S PACKING NUT | 1383
GW402H | 4" REFRIG. SHUT-OFF VALVE GLOBE, BW, HANDWHEEL | 1312
GW402HE | 4" AMMONIA SHUT-OFF VALVE GLOBE, WELDED, HW (P) | 1312
GW402HS | 4" AMMONIA SHUT-OFF,GLB.BW.HW W/ S/S PACK NUT | 1383
GW500C | 5" AMMONIA SHUT-OFF VALVE GLBE, WELDED, SEAL CAP | 2388
GW500CE | 5" SOV,BW,GLOBE,SC CE-CATIII.,MODH EF108 | 2388
GW500CS | 5" NH3 SHUT-OFF, GLB.BW,SC, W/ S/S PACKING NUT | 2594
GW500H | 5" AMMONIA SHUT-OFF VALVE GLOBE, BW, HW | 2388
GW500HE | 5" SHUTOFF VLV,GLOBE,BW,HW,CE-CAT III, MOD H EF108 | 2388
GW500HS | 5" NH3 SHUT-OFF VALVE,GLB,BW,HW W/ S/S PACKING NUT | 2594
GW600C | 6" REFRIG. SHUT-OFF VALVE GLOBE, BW, SC | 2765
GW600CE | SOV, GLOBE 6",BW, SC CE-CATIII MOD H EF 108 | 2765
GW600CS | 6" GLOBE SHUT-OFF,BW,SC, W/ S/S PACK NUT | 2971
GW600H | 6" REFRIG. SHUT-OFF VALVE GLOBE, BW, HW | 2765
GW600HE | 6" GLOBE SOV,BW, HW,CE-CAT III MOD H, EF108 | 2765
GW600HS | 6" GLOBE SHUT-OFF, BW,HW W/ S/S PACKING NUT | 2971
GW800C | 8" REFRIG. SHUT-OFF VALVE GLOBE, WELDED, SEAL CAP | 5860
GW800CE | SOV,8" GLOBE,BW,SC CE-CAT III,MOD H EF108 | 5860
GW800CS | 8" NH3 SHUT-OFF, GLB,BW,SC W/S/S PACKING NUT | 6200
GW800H | 8" REFRIG. SHUT-OFF VALVE GLOBE,BW,HW | 5860
GW800HE | 8" SOV,GLOBE,BW,HW,CE-CAT III,MOD H,EF108 | 5860
GW800HS | 8"AMMONIA SHUT-OFF,GLB,BW,HW W/ S/S PACKING NUT | 6200
GWB051C | VALVE, T-STYLE GLOBE SC 1/2" BW, 4-BOLT | 201
GWB051CS | 1/2"GLB.SHUT-OFF,T-STYLE,BW,SC,W S/S/ PACK NUT | 252
GWB051H | 1/2" SHUTOFF VLV,GLOBE,HW,BW,T-STYLE,4-BOLT | 201
GWB076C | 3/4" SHUTOFF VLV,T-STYLE GLOBE,SC,BW,4-BOLT | 238
GWB076H | 3/4" SHUTOFF VLV,T-STYLE GLOBE,HW,BW,4-BOLT | 238
GWB076HS | 3/4" SHUTOFF VLV,T-STYLE GLB,HW,BW,4-BOLT,SS TRIM | 289
GWB101C | SHUT-OFF VLV,T-STYLE GLOBE SC 1" BW, 4-BOLT | 250
GWB101H | SOV, T-STYLE GLOBE HW 1" BW, 4-BOLT | 250
GWB126C | 1-1/4"SHUT-OFF VLV,GLB.BOLTED BNT.T-STYLE,BW,SC | 347
GWB126CE | 1-1/4"GLB,VLV,BLT.BNT.,BW,SC,CE-CATI,MODA,EF106 | 347
GWB126H | SHUT-OFF VALVE,T-STYLE GLOBE HW 1-1/4" BW,4-BOLT | 347
GWBZ051C | 1/2" GLOBE T-STYLE 4-BLOT, BW,SC, PLATED | 226
GWBZ051H | 1/2"GLB SHUT-OFF,T-STYLE,4-BOLT,BW,HW,PLATED | 226
GWBZ076C | 3/4" GLOBE T-STYLE 4-BOLT, BW,SC PLATED | 262
GWBZ076H | 3/4"GLB SHUT-OFF,T-STYLE,4-BOLT,BW.HW. PLATED | 262
GWBZ101C | 1" GLOBE T-STYLE 4-BOLT, BW SC, PLATED | 276
GWBZ126C | 1-1/4" GLOBE T-STYLE 4-BOLT, BW,SC, PLATED | 373
GWBZ126CE | 1-1/4"GLB,VLV,BLT.BNT,BW,SC,PLT,CE-CATI,MODA,EF106 | 373
GWBZ126H | 1-1/4" GLB VLV,T-STYLE,HW,BW,4-BOLT,PLATED | 373
GWE051C | 1/2" SHUT-OFF VLV,GLOBE EXT NECK,BW,SC | 284
GWE051H | 1/2" SHUT-OFF VLV,GLOBE EXT NECK,BW,HW | 284
GWE076C | 3/4" T-STYLE GLOBE EXT NECK SOV BW SC 4-BOLT | 322
GWE076H | 3/4" T-STYLE GLOBE EXT NECK SOV BW HW 4-BOLT | 322
GWE101C | 1" T-STYLE GLOBE EXT NECK SOV, SC BW, 4-BOLT | 379
GWE101H | 1" T-STYLE GLOBE EXT NECK SOV,HW BW,4-BOLT | 379
GWE126H | 1-1/4" GLOBE BW EXT NECK HANDWHEEL SOV | 480
GWE150C | 1-1/2" SHUT-OFF, GLOBE BW,EXT NECK, BOLT BNT,SC | 609
GWE150H | 1-1/2" SHUTOFF VLV,GLOBE BW EXT NECK,BLT.BNT,SW,HW | 609
GWE200C | 2" SHUT-OFF VLV,GLB.EXT.NECK,T-STYLE,BW,SC | 682
GWE200H | 2" SHUT-OFF VLV,GLB.EXT.NECK,T-STYLE,BW,HW | 682
GWE251C | 2-1/2" SHUT-OFF VALVE,GLB. EXT.NECK,T-STYLE,BW,SC | 897
GWE251H | 2-1/2" SHUT-OFF VLV,GLB,EXT NECK T-STYLE,BW,HW | 897
GWE301C | 3" SHUT-OFF VALVE,GLB.EXT.NECK,T-STYLE,BW,SC | 1223
GWE301H | 3" SHUT-OFF VALVE,GLB.EXT.NECK,T-STYLE,BW,HW | 1223
GWE301HE | 3"SHUTOFF VLV,GLB.EXT,T-STY,BW,HW,CATII,MODH,EF107 | 1223
GWE400C | 4" T-STYLE. SHUT-OFF,GLOBE,EXT. NECK,BW,SC,CO2 | 1599
GWE400H | 4" T-STYLE SHUT-OFF, GLB, EXTENDED NECK, BW, HW | 1599
GWEZ200C | 2" SHUT-OFF VLV,GLB.EXT NECK,T-STYLE,BW,SC,PLTD | 766
GWEZ301H | 3" GLOBE VALVE,EXT NECK,BW HW, PLATED | 1378
GWEZ400H | 4" GLOBE VLV, EXTENDED NECK, BUTT WELD, HW PLATED | 1787
GWZ1000C | 10"REFRIG.SHUT-OFF VALVE, GLOBE,WELDED,SC,PLATED | 15605
GWZ1000H | 10" NH3 SHUT-OFF VALVE, GLOBE,WELDED,HW,PLATED | 15605
GWZ1200C | 12"REFRIG.SHUT-OFF VALVE, GLOBE,WELDED,SC,PLATED | 23419
GWZ1200H | 12"NH3 SHUT-OFF VALVE, GLOBE,WELDED,HW,PLATED | 23419
GWZ1400C | 14"REFRIG.SHUT-OFF VALVE, GLOBE,WELDED,SC,PLATED | 43704
GWZ1400H | 14"NH3 SHUT-0FF VALVE, GLOBE,WELDED,HW,PLATED | 43704
GWZ150CE | 1-1/2" GLB SOV,BW,SC,PLATED, CE-CATII,MOD.H,EF107 | 544
GWZ200C | 2"REFRIG SHUT-OFF VALVE PLATED,GLOBE,WELDED,SC | 609
GWZ200CE | 2" SHUT-OFF,GLB,BW,SC PLATED,CE-CATII MODH EF107 | 609
GWZ200H | 2"NH3 SHUT-OFF VALVE, PLATED,GLOBE,WELDED,HW | 609
GWZ251C | 2-1/2"REFRIG SHUT-OFF VALVE, PLATED,GLOBE,WLD,SC | 846
GWZ251CE | 2-1/2"GLB SOV,BW,SC,PLT,CE-CATII,MOD.H,EF107 | 846
GWZ251CS | 2-1/2" GLB SHUT-OFF,BW,SC,W/ S/S PACKING, PLATED | 917
GWZ251H | 2-1/2"NH3 SHUT-OFF VLV, PLATED,GLB,WELD,HW | 846
GWZ301C | 3"REFRIG.SHUT-OFF VALVE, PLATED,GLOBE,WELDED,SC | 1164
GWZ301CE | 3" GLOBE SOV, BW, SC, PLT, CE-CATII, MODH, EF107 | 1164
GWZ301CS | 3" SHUT-OFF VLV,GLB,WLD,SC,W/ S/S/ PCK,PLTD | 1235
GWZ301H | 3"AMMONIA SHUT-OFF VLV, PLATED,GLOBE,WELDED,HW | 1164
GWZ301HS | 3" SHUT-OFF,GLB,WELDED,HW,W/ S/S PCK,PLTD | 1235
GWZ402C | 4"REFRIG.SHUT-OFF VALVE, PLATED,GLOBE,WELDED,SC | 1494
GWZ402CE | 4" GLOBE SOV, BW, SC, PLT, CE-CATII, MODH, EF107 | 1494
GWZ402CS | 4" REFRG SHUT-OFF GLB WLD SC W/ S/S/ PCK, PLTD | 1565
GWZ402H | 4"AMMONIA SHUT-OFF VALVE, PLATED,GLOBE,WELDED,HW | 1494
GWZ402HS | 4" AMMONIA GLB VALVE,WELDED,HW,W/ S/S PACK, PLTD | 1565
GWZ500C | 5"REFRIG.SHUT-0FF VALVE, GLOBE,WELDED,SC,PLATED | 2747
GWZ500CE | 5" SOV,BW,GLB,SC,PLT,CE-CATIII, MODH EF108 | 2747
GWZ500CS | 5" REFRIG SHUT-OFF,GLB.WLD.SC. W/ S/S PACK, PLTD | 2953
GWZ500H | 5"NH3 SHUT-OFF VALVE GLOBE,WELDED,HW,PLATED | 2747
GWZ600C | 6"REFRIG.SHUT-0FF VALVE, GLOBE,WELDED,SC,PLATED | 3557
GWZ600CE | SOV,GLOBE 6",BW,SC,PLT,CE-CATIII MODH EF108 | 3557
GWZ600CS | 6" REFRIG SHUT-OFF VLV,GLB,WELD,SC S/S PACK PLATED | 3763
GWZ600H | 6"NH3 SHUT-OFF VALVE GLOBE,WELDED,HW,PLATED | 3557
GWZ800C | 8"REFRIG.SHUT-OFF VALVE, GLOBE,WELDED,SC,PLATED | 7104
GWZ800H | 8"NH3 SHUT-OFF VALVE, GLOBE,WELDED,HW,PLATED | 7104
H1100 | SEE-LVL LIQ IND,CLEAR LENS,CE-CAT.II,MOD.H,EF110 | 223
H1100-N | SEE-LVL LIQ IND.CLEAR LENS FST SH,CATII,MODH,EF110 | 266
H1100-R | SEE-LEVEL LIQUID INDICATOR,CE-CAT.II,MOD.H,EF110 | 223
H1100-R/12 | SEE-LEVEL LIQUID INDICATOR (QTY.12) | 2213
H1100-RN | SEE-LEVEL LIQ IND./FST SHLD,CE-CAT.II,MOD.H,EF110 | 266
H1100-RN/12 | SEE LEVEL LIQUID INDICATOR W/FRST SHIELD (QTY 12) | 3131
H1100C | SEE-LVL LIQ.CLR LENS SAD.MILLD HSG,CATII,MODHEF110 | 245
H1100C-N | SEE-LVL IND.CLR LEN SADHSG/FRST SHLD.CE-CAT.II,MOD | 288
H1100C-R | SEE-LVL LIQ W/SAD.MILLED HSG,CE-CAT.II,MOD.H,EF110 | 245
H1100C-R/12 | SEE-LEVEL LIQD INDICATR W/SADDLE MILLED HSG.QTY12 | 2274
H1100C-RN | SEE-LVL LIQ IND.SDL HSG/FRTSLD,CE-CAT.II.MODHEF110 | 288
H1100C-RN/12 | SEE-LVL,LIQ.SAD.HSG/FRST SHLD,CE-CAT11,MOD H.EF110 | 3389
H5600A/150-P | NH3 PRESSURE-RELF VLV,EYE,1/2" X 3/4",SET@150 PSI | 448
H5600A/150E-P | NH3 RLF.VLV,3/4"X1",EYE,CATIV,MOD.B&D,EF104,SET150 | 448
H5600A/175-P | PRESSURE-RELF VLV,EYE,1/2" X 3/4",SET@175 PSI,ACT | 448
H5600A/200-P | NH3 PRESSURE-RELIEF VLV,EYE,1/2" X 3/4",SET@200PSI | 448
H5600A/200E-P | NH3 RLF.VL,1/2"X3/4",EYE,CAT.IV,MOD.B&D,EF104,@200 | 448
H5600A/225-P | NH3 PRESS-RLF VLV,EYE,1/2" X 3/4",SET@225PSI | 448
H5600A/225E-P | RELF VLV,1/2"X3/4",EYE,@225,CAT.IV,MOD.B&D,EF104 | 448
H5600A/250-P | NH3 PRESS-RLF VLV,EYE,1/2" X 3/4",SET@250PSI | 448
H5600A/250E-P | RELF VLV,1/2"X3/4",EYE,@250,CAT.IV,MOD.B&D,EF104 | 448
H5600A/275-P | NH3 PRESS-RLF VLV,EYE,1/2" X 3/4",SET@275PSI | 448
H5600A/275E-P | RELF VLV,1/2"X3/4",EYE,@275,CAT.IV,MOD.B&D,EF104 | 448
H5600A/300-P | NH3 PRESSURE-RELF VLV,EYE,1/2" X 3/4",SET@300 PSI | 448
H5600A/300E-P | NH3 RLF.VLV.1/2"x3/4",EYE,CATIV,MOD.B&D,EF104,@300 | 448
H5600A/350-P | NH3 PRESS RLF VLV,EYE,1/2" X 3/4",SET@350 PSI | 448
H5600A/350E-P | RELF.VLV,1/2"x3/4",EYE,@350,CAT.IV,MOD.B&D,EF104 | 448
H5600A/400-P | NH3 PRESSURE-RELIEF VLV,EYE,1/2"X3/4",SET@400 PSI | 448
H5600A/400E-P | NH3 PRES-RLF 1/2"X3/4",EYE,CATIV.MODB&D,EF104,@400 | 448
H5600A/H-P | NH3 PRESS-RLF VLV,EYE,1/2" X 3/4",MED | 448
H5600A/HE-P | PRESS-RLF VLV,EYE,1/2" X 3/4",CATIV,MODB&D,EF104 | 448
H5600A/L-P | NH3 PRESSURE-RELF VLV,EYE,1/2" X 3/4",LOW | 448
H5600A/LE-P | PRESS-RELF VLV,EYE,1/2" X 3/4",CATIV,MODB&D,EF104 | 448
H5600A/Y-P | NH3 PRESSURE-RELIEF VLV,EYE,1/2"X3/4",HIGH | 448
H5600A/YE-P | PRESS-RELIEF VLV,EYE,1/2"X3/4",CATIV,MODB&D,EF104 | 448
H5600AD/150-P | DUAL PRESS-RELF VLV KIT 1/2"X3/4",NH3,EYE,SET@150 | 1412
H5600AD/150E-P | DUAL RELF VLV,1/2"X3/4",EYE,CATIV,MODB&D,EF104 | 1412
H5600AD/200-P | DUAL PRESS-RELF VLV KIT,EYE,1/2"X3/4",NH3,SET@200 | 1412
H5600AD/200E-P | DUAL RELF,1/2"X3/4",EYE,@200,CAT.IV,MOD.B&D,EF104 | 1412
H5600AD/225-P | DUAL PRESS-RELF VLV KIT,EYE,1/2"X3/4",NH3,SET@225 | 1412
H5600AD/225E-P | DUAL RLF,1/2"X3/4",EYE,@225,CAT.IV,MOD.B&D,EF104 | 1412
H5600AD/250-P | DUAL PRESS-RELF VLV KIT,EYE,1/2"X3/4",NH3,SET@250 | 1412
H5600AD/250E-P | DUAL RLF,1/2"X3/4",EYE,@250,CAT.IV,MOD.B&D,EF104 | 1412
H5600AD/275-P | DUAL PRESS-RELF VLV KIT,EYE,1/2"X3/4",NH3,SET@275 | 1412
H5600AD/275E-P | DUAL RLF,1/2"X3/4",EYE,@275,CAT.IV,MOD.B&D,EF104 | 1412
H5600AD/300-P | DUAL PRESS-RELF VLV KIT,EYE,1/2"X3/4",NH3,SET@300 | 1412
H5600AD/300E-P | DUAL RELF,1/2"X3/4",EYE,@300,CAT.IV,MOD.B&D,EF104 | 1412
H5600AD/350-P | DUAL PRESS-RELF VLV KIT,EYE,1/2"X3/4",NH3,SET@350 | 1412
H5600AD/350E-P | DUAL RELF,1/2"x3/4",EYE,@350,CAT.IV,MOD.B&D,EF104 | 1412
H5600AD/400-P | DUAL PRESS-RELF VLV KIT,EYE,1/2"X3/4",NH3,SET@400 | 1412
H5600AD/400E-P | DUAL RELF,1/2"X3/4",EYE,@400,CAT.IV,MOD.B&D,EF104 | 1412
H5600AD/H-P | DUAL PRESS-RELF VLV KIT,EYE,1/2"X3/4",NH3,SET,HIGH | 1412
H5600AD/HE-P | DUAL RLF VLV,EYE,1/2" X 3/4",CATIV,MODB&D,EF104, H | 1412
H5600AD/L-P | DUAL PRESS-RELF VLV KIT 1/2"X3/4",NH3,EYE,LOW | 1412
H5600AD/LE-P | DUAL RELF VLV,1/2"X3/4",EYE,CATIV,MODB&D,EF104,LOW | 1412
H5600AD/Y-P | DUAL PRESS-RELF VLV KIT,EYE,1/2"X3/4",NH3,SET,Y | 1412
H5600AD/YE-P | DUAL RELF VLV,1/2"X3/4",EYE,CATIV,MODB&D,EF104,Y | 1412
H5600R/150-P | NH3 PRESS RLF VLV,RED,EYE,1/2"X3/4",SET@150PSI | 448
H5600R/150E-P | NH3 PRES RLF 1/2"X3/4",@150,EYE,CATIV,MODB&D,EF104 | 448
H5600R/200-P | NH3 PRES RELIEF VLV,RED,EYE,1/2"X3/4",SET@200 PSI | 448
H5600R/200E-P | PRES.RLF.1/2"X3/4"RED@200,EYE,CAT IV,MOD.B&D,EF104 | 448
H5600R/225-P | NH3 PRESS RELF VLV,RED,EYE,1/2"X3/4",SET@225 PSI | 448
H5600R/225E-P | RELIEF.VLV,1/2"X3/4",EYE,@225,CAT.IV,MOD.B&D,EF104 | 1412
H5600R/250-P | NH3 PRESS RELIEF VLV,RED,EYE,1/2"X3/4",SET@250PSI | 448
H5600R/250E-P | RELIEF.VLV,1/2"X3/4",EYE,@250 CAT.IV,MOD.B&D,EF104 | 448
H5600R/275-P | NH3 PRESS RELIEF VLV,RED,EYE,1/2"X3/4",SET@275PSI | 1412
H5600R/275E-P | RELIEF.VLV,1/2"X3/4",EYE,@275 CAT.IV,MOD.B&D,EF104 | 1412
H5600R/300-P | NH3 PRES RLF VLV,RED,EYE,1/2"X3/4",SET@300 PSI | 448
H5600R/300E-P | RLF.VLV,1/2x3/4",RED,EYE,@300,CAT.IV,MOD.B&D,EF104 | 448
H5600R/350-P | NH3 PRES RELF VLV,RED,EYE,1/2"X3/4",SET@350 PSI | 448
H5600R/350E-P | RLF VLV,1/2"X3/4"RED,EYE,@350,CAT,IV.MODB&D,EF104 | 448
H5600R/400-P | NH3 PRESSURE RELIEF VLV,EYE,1/2" X 3/4",REDUCED | 448
H5600R/400E-P | PRESS RLF VLV,RED,EYE,1/2"X3/4",CATIV,MODB&D,EF104 | 448
H5600R/H-P | NH3 PRESSURE RELIEF VLV,1/2" X 3/4",EYE,REDUCED | 448
H5600R/HE-P | RLF VLV,1/2"X 3/4",RED,EYE,CE CAT.IV,MOD B+D,EF104 | 448
H5600R/L-P | NH3 PRESSURE RELIEF VLV 1/2" X 3/4",EYE,REDUCED | 448
H5600R/LE-P | PRES.RELF.VLV,1/2"X3/4",EYE,CE CATIV,MOD B+D,EF104 | 448
H5600R/Y-P | PRESS RELIEF VLV,1/2" X 3/4",EYE,REDUCED | 448
H5600R/YE-P | RLF VLV,1/2" X 3/4",RED,EYE,CE-CATIV,MODB&D,EF104 | 448
H5600RD/150-P | DUAL PRESS RLF VLV KIT,1/2"X3/4",EYE,REDUCD,@150# | 1412
H5600RD/150E-P | DUAL RLF VLV,1/2"X3/4",EYE,RED,CATIV,MODB&D,EF104 | 1412
H5600RD/200-P | DUAL PRESS RLF VLV KIT,1/2"X3/4",EYE,REDU,SET@200 | 1412
H5600RD/200E-P | DUAL PRESS 1/2"X3/4",EYE,@200,CATIV,MOD B&D,EF104 | 1412
H5600RD/225-P | DUAL PRESS RLF VLV KIT,1/2"X3/4",EYE,REDU,SET@225 | 1412
H5600RD/225E-P | DUAL PRES.RLF 1/2"X3/4",EYE@225,CATIV,MODB&D,EF104 | 1412
H5600RD/250-P | DUAL PRESS RELF VLV KIT,1/2"X3/4",EYE,RED,SET@250 | 1412
H5600RD/250E-P | DUAL PRES.RLF 1/2"X3/4",EYE@250,CATIV,MODB&D,EF104 | 1412
H5600RD/275-P | DUAL PRESS RLF VLV KIT,1/2"X3/4",EYE,REDU,SET@275 | 1412
H5600RD/275E-P | DUAL PRES.RLF 1/2"X3/4",EYE@275,CATIV,MODB&D,EF104 | 1412
H5600RD/300-P | DUAL PRESS RELIEF VLV 1/2"X 3/4",EYE,RED,SET@300# | 1412
H5600RD/300E-P | DUAL RLF VLV 1/2"X 3/4",EYE,RED,CATIV,MODB&D,EF104 | 1412
H5600RD/350-P | DUAL PRESS RLF VLV KIT,1/2"X 3/4",EYE,RED,SET@350# | 1412
H5600RD/350E-P | DUAL RLF VLV,1/2"X 3/4",EYE,RED,CATIV,MODB&D,EF104 | 1412
H5600RD/400-P | DUAL PRESS.RELF VLV.KIT,1/2"X3/4",EYE,RED,@400PSIG | 1412
H5600RD/400E-P | DUAL RLF VLV,1/2"X3/4",EYE,RED,CATIV,MODB&D,EF104 | 1412
H5600RD/H-P | DUAL PRESS RELIEF VLV KIT,1/2" x 3/4",EYE,REDUCED | 1412
H5600RD/HE-P | DUAL RLF.VLV,1/2"X3/4"RED,EYE,CAT.IV,MOD.B&D,EF104 | 1412
H5600RD/L-P | DUAL PRESS RLF VLV KIT,1/2"X3/4",EYE,REDUCED | 1412
H5600RD/LE-P | DUAL PRES RELF 1/2"X3/4",EYE,CAT.IV.MOD.B&D,EF104 | 1412
H5600RD/Y-P | DUAL RELF.VLV,1/2"X3/4",EYE,REDUCED | 1412
H5600RD/YE-P | DUAL RLF.VLV.1/2"X3/4"RED,EYE,CAT IV,MOD B&D,EF104 | 1412
H5601/150-P | NH3 PRESSURE-RELIEF VLV,EYE,1/2"X 1",SET@150 PSI | 451
H5601/150E-P | PRESSURE-RELF VLV,EYE,1/2"X 1",CATIV,MODB&D,EF104 | 451
H5601/200-P | NH3 PRESSURE-RELIEF VLV,EYE,1/2"X1",SET@200 PSI | 451
H5601/200E-P | PRES RLF VLV,EYE,1/2"X1",@200,CATIV,MODB&D,EF104 | 451
H5601/225-P | PRESS RELIEF VLV 1/2"X1",EYE,SET@225 PSI | 451
H5601/225E-P | RELF VLV,EYE,1/2"X1",SET@225,CAT.IV,MOD.B&D,EF104 | 451
H5601/250-P | NH3 PRESSURE-RELIEF VLV,EYE,1/2"X1",SET@250 PSI | 451
H5601/250E-P | RELF VLV,EYE,1/2"X1",SET@250,CAT.IV,MOD.B&D,EF104 | 451
H5601/275-P | NH3 PRESSURE-RELIEF VLV,EYE,1/2"X1",SET@275 PSI | 451
H5601/275E-P | RELF VLV,EYE,1/2"X1",SET@275,CAT.IV,MOD.B&D,EF104 | 451
H5601/300-P | NH3 PRESSURE-RELIEF VLV,EYE,1/2"X1",SET@300 PSI | 451
H5601/300E-P | PRESS RLF VLV,1/2"X1",EYE,@300,CATIV,MOD.B&D,EF104 | 451
H5601/350-P | NH3 PRESSURE-RELIEF VLV,EYE,1/2" X 1",SET@350 PSI | 451
H5601/350E-P | PRES.RLF,1/2"X1",EYE,@350,CATIV,MOD.B&D,EF104 | 451
H5601/H-P | NH3 PRESSURE-RELIEF VLV,EYE,1/2"X1",MED-HIGH | 451
H5601/HE-P | PRESS-RELIEF VLV,EYE,1/2"X1",CATIV,MODB&D,EF104 | 451
H5601/L-P | NH3 PRESSURE-RELIEF VLV,EYE,1/2"X 1",LOW | 451
H5601/LE-P | PRESS-RELIEF VLV,EYE,1/2"X 1",CATIV,MODB&D,EF104 | 451
H5601D/150-P | DUAL PRESS-RLF VLV KIT 1/2"X1",EYE,SET@150PSI | 1418
H5601D/150E-P | DUAL PRESS-RLF VLV,1/2"X1",EYE,CATIV,MODB&D,EF104 | 1418
H5601D/200-P | DUAL PRESS-RELIEF VLV KIT 1/2" X 1",EYE,SET@200PSI | 1418
H5601D/200E-P | DUAL PRES-RLF VLV 1/2" X 1",EYE,CATIV,MODB&D,EF104 | 1418
H5601D/225-P | DUAL PRESS-RELIEF VLV KIT 1/2" X 1",EYE,SET@225PSI | 1418
H5601D/225E-P | DUAL RELF.1/2"X1",SET@225,EYE,CAT.IV,MOD B&D,EF104 | 1418
H5601D/250-P | DUAL PRESS-RELIEF VLV KIT 1/2" X 1",EYE,SET@250PSI | 1418
H5601D/250E-P | DUAL RELF.1/2"X1",SET@250,EYE,CAT.IV,MOD B&D,EF104 | 1418
H5601D/275-P | DUAL PRESS-RELIEF VLV KIT 1/2" X 1",EYE,SET@275PSI | 1418
H5601D/275E-P | DUAL RELF.1/2"X1",SET@225,EYE,CAT.IV,MOD B&D,EF104 | 1418
H5601D/300-P | DUAL PRESS-RELIEF VLV KIT,1/2" X 1",EYE,SET@300PSI | 1418
H5601D/300E-P | DUAL RELIEF,1/2"X1",EYE,@300,CATIV,MOD B&D,EF104 | 1418
H5601D/350-P | DUAL PRESS-RELIEF VLV KIT 1/2" X 1",EYE,SET@350PSI | 1418
H5601D/350E-P | DUAL PRES-RLF VLV 1/2" X 1",EYE,CATIV,MODB&D,EF104 | 1418
H5601D/H-P | DUAL PRESS-RELIEF VLV KIT 1/2" X 1",EYE,SET,HIGH | 1418
H5601D/HE-P | DUAL PRES-RLF VLV 1/2" X 1",EYE,CATIV,MODB&D,EF104 | 1418
H5601D/L-P | DUAL PRESS-RLF VLV KIT 1/2"X1",EYE,SET,LOW | 1418
H5601D/LE-P | DUAL PRESS-RLF VLV,1/2"X1",EYE,CATIV,MODB&D,EF104, | 1418
H5602/150-P | NH3 PRESSURE-RELIEF VLV,EYE,3/4"X1",SET@150 PSI | 540
H5602/150E-P | NH3 RLF.VLV,EYE,3/4"X1",@150,CAT.IV,MOD.B&D,EF104 | 540
H5602/200-P | NH3 PRESSURE-RELIEF VLV,EYE,3/4"X1",SET@200 PSI | 540
H5602/200E-P | NH3 RLF.VLV,3/4"X1",EYE,@200,CAT.IV,MOD.B&D,EF104 | 540
H5602/225-P | NH3 PRESSURE RELF VLV,EYE,3/4" X 1",SET@225 PSI | 540
H5602/225E-P | NH3 RLF.VLV,3/4"X1",EYE,@225,CAT.IV,MODB&D,EF104 | 540
H5602/250-P | NH3 PRESSURE-RELIEF VLV,EYE,3/4"X1",SET@250 PSI | 540
H5602/250E-P | NH3 RLF.VLV,3/4"X1",EYE,@250,CAT.IV,MODB&D,EF104 | 540
H5602/275-P | NH3 PRESSURE RELF VLV,EYE,3/4"X1",SET@275 PSI | 540
H5602/275E-P | NH3 RLF.VLV,3/4"X1",EYE,@250,CAT.IV,MODB&D,EF104 | 540
H5602/300-P | NH3 PRESSURE-RELIEF VLV,EYE,3/4"X1",SET@300 PSI | 540
H5602/300E-P | NH3 RLF.VLV,3/4"X1",EYE,@300,CAT.IV,MOD.B&D,EF104 | 540
H5602/350-P | NH3 PRESSURE-RELIEF VLV,EYE,3/4"X1",SET@350 PSI | 540
H5602/350E-P | PRESS.RLF,3/4"X1",EYE,@350,CAT.IV,MOD.B&D,EF104 | 540
H5602/H-P | NH3 PRESSURE-RELIEF VLV,EYE,3/4"X1",MED-HIGH | 540
H5602/HE-P | RELIEF VLV,3/4"X1",EYE,CAT.IV,MODB&D,EF104,MEDHIGH | 540
H5602/L-P | NH3 PRESSURE-RELIEF VLV,EYE,3/4"X1",LOW | 540
H5602/LE-P | PRESS-RELIEF VLV,EYE,3/4"X1",CATIV,MODB&D,EF104 | 540
H5602D/150-P | DUAL PRESS-RELIEF VLV KIT 3/4"X1",EYE,SET@150PSI | 1621
H5602D/150E-P | DUAL PRESS-RELF VLV 3/4"X1",EYE,CATIV,MODB&D,EF104 | 1621
H5602D/200-P | DUAL PRESS-RELIEF VLV KIT 3/4" X 1",EYE,SET@200PSI | 1621
H5602D/200E-P | DUAL RELF VLV,3/4"X1"EYE,CAT.IV,MOD.B&D,EF104,200# | 1621
H5602D/225-P | DUAL PRESS RELF VLV 3/4"X1",EYE,SET@225PSI | 1621
H5602D/225E-P | DUAL RELIEF VALVE 3/4"X1",EYE,CATIV,MOD B&D,EF104 | 1621
H5602D/250-P | DUAL PRESS-RELIEF VLV KIT 3/4" X 1",EYE,SET@250PSI | 1621
H5602D/250E-P | DUAL RELIEF VALVE 3/4"X1",EYE,CATIV,MOD B&D,EF104 | 1621
H5602D/275-P | DUAL PRESS-RELIEF VLV KIT 3/4" X 1",EYE,SET@275PSI | 1621
H5602D/275E-P | DUAL RELIEF VALVE 3/4"X1",EYE,CATIV,MOD B&D,EF104 | 1621
H5602D/300-P | DUAL PRESS-RELIEF VLV KIT 3/4" X 1",EYE,SET@300PSI | 1621
H5602D/300E-P | DUAL RLF.VLV.3/4"X1",@300,EYE,CAT.IV,MOD.B&D,EF104 | 1621
H5602D/350-P | DUAL PRESS-RELIEF VLV KIT 3/4" X 1",EYE,SET@300PSI | 1621
H5602D/350E-P | DUAL RELF,3/4"x1",@350#,EYE,CAT.IV,MOD.B&D,EF104 | 1621
H5602D/H-P | DUAL PRESS-RELIEF VLV KIT 3/4" X 1",EYE,SET,HIGH | 1621
H5602D/HE-P | DUAL RELF,3/4"x1",EYE,CAT.IV,MOD.B&D,EF104,HIGH | 1621
H5602D/L-P | DUAL PRESS-RELIEF VLV KIT 3/4"X1",EYE,SET,LOW | 1621
H5602D/LE-P | DUAL PRESS-RELF VLV 3/4"X1",EYE,CATIV,MODB&D,EF104 | 1621
H5602R/150-P | NH3 PRESS-RELF VLV,RED.CAP,EYE,3/4"x1",SET@150PSI | 540
H5602R/150E-P | PRESS-RLF VLV,3/4"x1",RED,EYE,CATIV,MODB&D,EF104 | 540
H5602R/200-P | NH3 PRESS RLF VLV,RED.CAP,EYE,3/4" X 1",SET@200PSI | 540
H5602R/200E-P | RLF VLV,RED,EYE,3/4" X 1",@200,CATIV,MODB&D,EF104 | 540
H5602R/225-P | NH3 PRESS-RLF VLV,3/4" X 1",RED.CAP,EYE,SET@225PSI | 540
H5602R/225E-P | PRESS.REL.3/4"X1"RED,EYE,@225,CAT.IV,MOD.B&D,EF104 | 540
H5602R/250-P | NH3 PRESS-RLF VLV,RED.CAP,EYE,3/4" X 1",SET@250PSI | 540
H5602R/250E-P | PRESS.REL.3/4"X1"RED,EYE,@250,CAT.IV,MOD.B&D,EF104 | 540
H5602R/275-P | NH3 PRESS-RLF VLV,3/4" X 1",RED.CAP,EYE,SET@250PSI | 540
H5602R/275E-P | PRESS.REL.3/4"X1"RED,EYE,@275,CAT.IV,MOD.B&D,EF104 | 540
H5602R/300-P | NH3 PRESS-RLF VLV,RED,EYE,3/4" X 1",SET@300 PSI | 540
H5602R/300E-P | PRESS.RLF.VLV,3/4"X1"@300,EYE,CAT.IV.MOD,B&D,EF104 | 540
H5602R/350-P | NH3 PRESS.RLF VLV,RED,EYE,3/4" X 1",SET@350PSI | 540
H5602R/350E-P | PRESS.REL.3/4"X1"RED,EYE,@350,CAT.IV,MOD.B&D,EF104 | 540
H5602R/400-P | NH3 PRESS.-RLF VLV(R) 3/4"X 1",EYE,SET@400# | 540
H5602R/400E-P | PRESS.-RLF VLV(R),3/4"X 1",EYE,CATIV,MODB&D,EF104 | 540
H5602R/H-P | NH3 PRESSURE RELIEF VLV,3/4" X 1",EYE,REDUCED | 540
H5602R/HE-P | PRESS.RELF.VLV,3/4"X1"RED,EYE,CAT.IV,MOD.B&D,EF104 | 540
H5602R/L-P | NH3 PRESSURE RELIEF VLV,3/4" X 1",EYE,REDUCED | 540
H5602R/LE-P | PRES RLF VLV,3/4"X1",RED,EYE,CE-CATIV,MODB&D,EF104 | 540
H5602R/Y-P | PRESS RELIEF VLV,3/4" X 1",REDUCED,EYE | 540
H5602R/YE-P | RLF VLV,3/4"X1",RED,EYE,CE-CATIV,MODB&D,EF104 | 540
H5602RD/150-P | DUAL PRES RELIEF VLV,3/4"X1",EYE,RED,SET@150PSIG | 1621
H5602RD/150E-P | DUAL RELIEF VLV,3/4"X1",EYE,RED,CATIV,MODB&D,EF104 | 1621
H5602RD/200-P | DUAL PRES.RELF.VLV.KIT 3/4"X1",EYE,RED,SET@200# | 1621
H5602RD/200E-P | DUAL RLF.VLV,3/4"X1",EYE,RED,CATIV,MODB&D,EF104 | 1621
H5602RD/225-P | DUAL PRES RLF VLV KIT,3/4"X1",EYE,RED,SET@225PSIG | 1621
H5602RD/225E-P | DUAL RLF VLV,3/4"X1",EYE@225RED,CATIV,MODB&D,EF104 | 1621
H5602RD/250-P | DUAL PRES RLF VLV KIT,3/4"X1",EYE,RED,SET@250PSIG | 1621
H5602RD/250E-P | DUAL RLF VLV,3/4"X1",EYE@250RED,CATIV,MODB&D,EF104 | 1621
H5602RD/275-P | DUAL PRES RLF VLV KIT,3/4"X1",EYE,RED,SET@275PSIG | 1621
H5602RD/275E-P | DUAL RLF VLV,3/4"X1",EYE@225RED,CATIV,MODB&D,EF104 | 1621
H5602RD/300-P | DUAL PRESS-RLF VLV (R)3/4"X 1",EYE,SET@300# | 1621
H5602RD/300E-P | DUAL PRES-RLF VLV(R)3/4"X1",EYE,CATIV,MODB&D,EF104 | 1621
H5602RD/350-P | NH3 DUAL PRES RLF VLV(R),EYE,3/4"X1",SET@350PSI | 1621
H5602RD/350E-P | DUAL PRES RLF VLV(R)EYE,3/4"X1",CATIV,MODB&D,EF104 | 1621
H5602RD/400-P | DUAL PRESS RELIEF,3/4" X 1" REDUCD,EYE,SET@400# | 1621
H5602RD/400E-P | DUAL PRES RLF,3/4" X 1" RED,EYE,CATIV,MODB&B,EF104 | 1621
H5602RD/H-P | DUAL PRESSURE RELF VLV KIT 3/4"X 1",EYE,REDUCED | 1621
H5602RD/HE-P | DUAL PRES RLF VLV,3/4"X1",EYE,CAT.IV,MOD B&D,EF104 | 1621
H5602RD/L-P | DUAL PRESSURE RELIEF VLV KIT 3/4"X 1",EYE,REDUCED | 1621
H5602RD/LE-P | DUAL RLF VLV 3/4"X 1",EYE,RED.,CATIV,MODB&D,EF104 | 1621
H5602RD/Y-P | DUAL PRESS RLF VLV,3/4"X1",EYE,REDUCED | 1621
H5602RD/YE-P | DUAL PRES RLF VLV,3/4"X1",EYE,CAT.IV,MOD B&D,EF104 | 1621
H5604/150-P | NH3 PRES RELIEF VLV,EYE,1-1/4"X1-1/2",SET@150 PSI | 1223
H5604/150E-P | PRES RLF 1-1/4"X1-1/2",EYE,@150,CATIV,MODB&D,EF104 | 1223
H5604/200-P | NH3 PRES-RELF VLV,EYE,1-1/4"X1-1/2",SET@200 PSI | 1223
H5604/200E-P | PRES RLF 1-1/4"X1-1/2",EYE,@200,CATIV,MODB&D,EF104 | 1223
H5604/225-P | NH3 PRES-RELF VLV,EYE,1-1/4"X1-1/2",SET@225 PSI | 1223
H5604/225E-P | PRES RLF 1-1/4"X1-1/2",EYE,@225,CATIV,MODB&D,EF104 | 1223
H5604/250-P | NH3 PRES-RELF VLV,EYE,1-1/4"X1-1/2",SET@250 PSI | 1223
H5604/250E-P | PRES RLF 1-1/4"X1-1/2",EYE,@250,CATIV,MODB&D,EF104 | 1223
H5604/275-P | NH3 PRES-RELF VLV,EYE,1-1/4"X1-1/2",SET@275 PSI | 1223
H5604/275E-P | PRES RLF 1-1/4"X1-1/2",EYE,@275,CATIV,MODB&D,EF104 | 1223
H5604/300-P | NH3 PRES-RELF VLV,EYE,1-1/4" X 1-1/2",SET@300 PSI | 1223
H5604/300E-P | RLF VLV 1-1/4"X 1-1/2",EYE,@300,CATIV,MODB&D,EF104 | 1223
H5604/350-P | NH3 PRES-RLF VLV,EYE,1-1/4"X1-1/2",SET@350 PSI | 1223
H5604/350E-P | PRES RLF 1-1/4"X1-1/2",EYE,@350,CATIV,MODB&D,EF104 | 1223
H5604/400-P | NH3 PRES-RLF VLV 1-1/4"X1-1/2",EYE,SET@400 PSI | 1223
H5604/400E-P | PRES RLF 1-1/4"X1-1/2",EYE,@400,CATIV,MODB&D,EF104 | 1223
H5604/H-P | NH3 PRES-RLF VLV,EYE,1-1/4"X1-1/2",HIGH | 1223
H5604/HE-P | PRES RLF 1-1/4"X1-1/2",EYE,CATIV,MODB&D,EF104,HIGH | 1223
H5604/L-P | NH3 PRESSURE RELIEF VLV,EYE,1-1/4"X1-1/2",LOW | 1223
H5604/LE-P | PRESS RLF 1-1/4"X1-1/2",EYE,CATIV,MODB&D,EF104,LOW | 1223
H5604/M-P | NH3 PRES-RELF VLV,EYE,1-1/4"X1-1/2",MEDIUM | 1223
H5604/ME-P | PRESS RLF 1-1/4"X1-1/2",EYE,CATIV,MODB&D,EF104,MED | 1223
H5604D/150-P | DUAL PRESS-RELF VLV KIT,1-1/4"X1-1/2",EYE,SET@150 | 3456
H5604D/150E-P | DUAL RLF VLV 1-1/4"X1-1/2",EYE,CATIV,MOD.B&D,EF104 | 3456
H5604D/200-P | DUAL PRESS-RELIEF VLV KIT 1-1/4X1-1/2",EYE,SET@200 | 3456
H5604D/200E-P | DUAL RLF VLV 1-1/4"X1-1/2",EYE,CATIV,MOD.B&D,EF104 | 3456
H5604D/225-P | DUAL PRESS-RLF VLV KIT,1-1/4"X1-1/2",EYE,SET@225 | 3456
H5604D/225E-P | DUAL RLF VLV 1-1/4"X1-1/2",EYE,CATIV,MOD.B&D,EF104 | 3456
H5604D/250-P | DUAL PRESS-RELF VLV KIT,1-1/4X1-1/2",EYE,SET@250 | 3456
H5604D/250E-P | DUAL RLF VLV 1-1/4"X1-1/2",EYE,CATIV,MOD.B&D,EF104 | 3456
H5604D/275-P | DUAL PRESS-RLF VLV KIT,1-1/4"X1-1/2",EYE,SET@275 | 3456
H5604D/275E-P | DUAL RLF VLV 1-1/4"X1-1/2",EYE,CATIV,MOD.B&D,EF104 | 3456
H5604D/300-P | DUAL PRESS-RELIEF VLV KIT 1-1/4X1-1/2",EYE,SET@300 | 3456
H5604D/300E-P | DUAL RLF VLV 1-1/4"X1-1/2",EYE,CATIV,MOD.B&D,EF104 | 3456
H5604D/350-P | DUAL PRESS-RELIEF VLV KIT 1-1/4X1-1/2",EYE,SET@350 | 3456
H5604D/350E-P | DUAL RLF VLV 1-1/4"X1-1/2",EYE,CATIV,MOD.B&D,EF104 | 3456
H5604D/400-P | DUAL PRESS RELF VLV KIT,1-1/4" X 1-1/2",EYE,@400 | 3456
H5604D/400E-P | DUAL RLF VLV 1-1/4"X1-1/2",EYE,CATIV,MOD.B&D,EF104 | 3456
H5604D/H-P | DUAL PRESS-RELIEF VLV KIT 1-1/4X1-1/2",EYE,HIGH | 3456
H5604D/HE-P | DUAL PRESS-RLF 1-1/4X1-1/2",EYE,CATIV,MODB&D,EF104 | 3456
H5604D/L-P | DUAL PRESS-RELF VLV KIT,1-1/4"X1-1/2",EYE,LOW | 3456
H5604D/LE-P | DUAL PRES-RLF,1-1/4"X1-1/2",EYE,CATIV,MODB&D,EF104 | 3456
H5604D/M-P | DUAL PRESS-RELF VLV KIT,1-1/4"X1-1/2",EYE,MEDIUM | 3456
H5604D/ME-P | DUAL PRESS-RLF,1-1/4X1-1/2",EYE,CATIV,MODB&D,EF104 | 3456
H5613/150-P | NH3 PRESSURE-RELIEF VLV,EYE,1"X1-1/4",SET@150 PSI | 766
H5613/150E-P | PRESS-RELIEF VLV,1"X1-1/4",EYE,CATIV,MODB&D,EF104 | 766
H5613/200-P | NH3 PRES-RELIEF VLV,EYE,1"X1-1/4",SET@200PSI | 766
H5613/200E-P | PRES. RLF,1"X1-1/4",EYE,@200,CAT,IV,MOD,B&D,EF104 | 766
H5613/225-P | NH3 PRES-RELIEF VLV,EYE,1"X1-1/4",SET@225PSI | 766
H5613/225E-P | PRS.RLF.VLV,1x1-1/4",EYE,@225,CAT.IV.MOD.B&D,EF104 | 766
H5613/250-P | NH3 PRES-RELIEF VLV,EYE,1"X1-1/4",SET@250PSI | 766
H5613/250E-P | PRS.RLF.VLV,1x1-1/4",EYE,@250,CAT.IV.MOD.B&D,EF104 | 766
H5613/275-P | NH3 PRES-RELIEF VLV,EYE,1"X1-1/4",SET@275PSI | 766
H5613/275E-P | PRS.RLF.VLV,1x1-1/4",EYE,@275,CAT.IV.MOD.B&D,EF104 | 766
H5613/300-P | NH3 PRESS-RELIEF VLV,EYE,1"X1-1/4"SET@300 PSI | 766
H5613/300E-P | PRES.RLF,1X1-1/4",EYE,@300,CAT.IV,MOD.B&D,EF104 | 766
H5613/350-P | NH3 PRESS-RLF VLV,EYE,1"X1-1/4",SET@350 PSI | 766
H5613/350E-P | PRES.RLF,1"X1-1/4",EYE,@350,CATIV.MOD.B&D,EF104 | 766
H5613/400-P | NH3 PRESS-RELIEF VLV,1"X1-1/4",EYE,SET@400PSIG | 766
H5613/400E-P | PRESS-RELIEF VLV,1"X1-1/4",EYE,CATIV,MODB&B,EF104 | 766
H5613/H-P | NH3 PRESS-RLF VLV,EYE,1"X1-1/4",HIGH | 766
H5613/HE-P | PRESS.RELF VLV,1"X1-1/4",EYE,CATIV.MOD.B&D,EF104 | 766
H5613/L-P | NH3 PRESSURE-RELIEF VLV,EYE,1"X1-1/4",LOW | 766
H5613/LE-P | PRESS-RELIEF VLV,1"X1-1/4",EYE,CATIV,MODB&D,EF104 | 766
H5613/M-P | NH3 PRES-RELIEF VLV,EYE,1"X1-1/4",MEDIUM | 766
H5613/ME-P | PRES.RLF.VLV,1x1-1/4",EYE,CAT.IV.MOD.B&D,EF104,MED | 766
H5613D/150-P | DUAL PRES-RLF VALVE KIT 1"X1-1/4",EYE,SET@150 PSI | 2311
H5613D/150E-P | DUAL.RLF.VLV,1X1-1/4",EYE,@150,CATIV,MOD.B&D,EF104 | 2311
H5613D/200-P | DUAL PRESS-RLF VALVE KIT 1"X1-1/4",EYE,SET@200 PSI | 2311
H5613D/200E-P | DUAL.RLF.VLV,1X1-1/4",EYE,@200,CATIV.MOD.B&D,EF104 | 2311
H5613D/225-P | DUAL PRESS-RLF VALVE KIT 1"X1-1/4",EYE,SET@225 PSI | 2311
H5613D/225E-P | DUAL.RLF.VLV,1X1-1/4",EYE,@225,CATIV.MOD.B&D,EF104 | 2311
H5613D/250-P | DUAL PRESS-RLF VALVE KIT 1"X1-1/4",EYE,SET@250 PSI | 2311
H5613D/250E-P | DUAL.RLF.VLV,1X1-1/4",EYE,@250,CATIV.MOD.B&D,EF104 | 2311
H5613D/275-P | DUAL PRESS-RLF VALVE KIT 1"X1-1/4",EYE,SET@275 PSI | 2311
H5613D/275E-P | DUAL.RLF.VLV,1X1-1/4",EYE,@275,CATIV.MOD.B&D,EF104 | 2311
H5613D/300-P | DUAL PRESS-RLF VALVE KIT 1"X1-1/4",EYE,SET@300 PSI | 2311
H5613D/300E-P | DUAL.RLF.VLV.1X1-1/4",EYE,@300,CATIV.MOD.B&D,EF104 | 2311
H5613D/350-P | DUAL PRESS-RLF VALVE KIT 1"X1-1/4",EYE,SET@350 PSI | 2311
H5613D/350E-P | DUAL.RLF.VLV,1X1-1/4",EYE,@350,CATIV.MOD.B&D,EF104 | 2311
H5613D/400-P | DUAL RELF.VLV,NH3,1"X1-1/4",EYE,SET@400 PSIG | 2311
H5613D/400E-P | DUAL.RLF.VLV,1X1-1/4",EYE,@400,CATIV.MOD.B&D,EF104 | 2311
H5613D/H-P | DUAL RELF.VLV,NH3,1"X1-1/4",EYE,SET,HIGH | 2311
H5613D/HE-P | DUAL.RLF.VLV,1X1-1/4",EYE,CATIV.MOD.B&D,EF104,HIGH | 2311
H5613D/L-P | DUAL PRES-RLF VALVE KIT 1"X1-1/4",EYE,SET,LOW | 2311
H5613D/LE-P | DUAL.RLF.VLV,1X1-1/4",EYE,CATIV,MOD.B&D,EF104,LOW | 2311
H5613D/M-P | DUAL PRESS-RLF VALVE KIT 1"X1-1/4",EYE,MEDIUM | 2311
H5613D/ME-P | DUAL PRES-RLF VLV,1"X1-1/4",EYE,CATIV,MODB&D,EF104 | 2311
H5632R/150-P | NH3 RELIEF VLV,MID-FLO,EYE,3/4"X1",SET@150PSI | 540
H5632R/150E-P | RELIEF VLV,MID-FLO,EYE,3/4"X1",CATIV,MODB&D,EF104 | 540
H5632R/200-P | NH3 RELIEF VALVE,RED,EYE,3/4"X1",SET@200PSI | 540
H5632R/200E-P | PRES.RLF,RED,3/4"x1",EYE,@200,CAT.IV,MOD.B&D,EF104 | 540
H5632R/225-P | NH3 RELIEF VLV,MID-FLO,EYE,3/4" X 1",SET@225PSI | 540
H5632R/225E-P | RELF VLV,MFLO,3/4"X1",EYE,@225,CATIV,MOD B+D,EF104 | 540
H5632R/250-P | NH3 RELIEF VLV,MID-FLO,EYE,3/4" X 1",SET@250PSI | 540
H5632R/250E-P | RELF VLV,MFLO,3/4"X1",EYE,@250,CATIV,MOD B+D,EF104 | 540
H5632R/275-P | NH3 RELIEF VLV,MID-FLO,EYE,3/4" X 1",SET@275PSI | 540
H5632R/275E-P | RELF VLV,MFLO,3/4"X1",EYE,@275,CATIV,MOD B+D,EF104 | 540
H5632R/300-P | NH3 PRESS.RELF.VLV,RED,EYE,3/4" X 1",SET@300PSI | 540
H5632R/300E-P | RV,MID FLO,3/4"X1",EYE,300PSI,CATIV,MOD B+D,EF104 | 540
H5632R/350-P | NH3 RELIEF VLV,MID-FLO,EYE,3/4"X1",SET@350PSI | 540
H5632R/350E-P | RLF VLV,MFLO,3/4"X1",EYE,@350,CAT IV,MOD B+D,EF104 | 540
H5632R/400-P | RLF VLV,MID-FLO,EYE,3/4"X1",SET@400PSI | 540
H5632R/400E-P | RLF VLV,MFLO,3/4"X1",EYE,@400,CATIV,MODB+D,EF104 | 540
H5632R/H-P | RELIEF VLV,MID FLO,3/4"X1",EYE,HIGH | 540
H5632R/HE-P | RV,MID FLO,3/4"X1",HIGH,EYE,CAT IV,MOD B+D,EF104 | 540
H5632R/L-P | RELIEF VLV,MID-FLO,3/4" X 1",LOW,EYE | 540
H5632R/LE-P | RV,MID FLO,3/4"X1",LOW,EYE,CAT IV,MOD B+D,EF104 | 540
H5632R/Y-P | RELIEF VALVE,MID-FLO,3/4"X1",REDUCED,EYE | 540
H5632R/YE-P | RV,MID-FLO,3/4"X1",RED,EYE,CATIV,MODB+D,EF104 | 540
H5632RD/150-P | DUAL RELF.VLV,3/4"X1",EYE,REDUCED,SET@150# | 1621
H5632RD/150E-P | DUAL RLF VLV,3/4"x1"RED,EYE,CATIV,MOD.B&D,EF104 | 1621
H5632RD/200-P | DUAL RELF VLV.3/4"X1",EYE,REDUCED,SET@200# | 1621
H5632RD/200E-P | DUAL RL VLV.3/4x1"RED,EYE,CATIV,MOD.B&D,EF104,200# | 1621
H5632RD/225-P | DUAL RELF VLV.3/4"X1",EYE,REDUCED,SET@225# | 1621
H5632RD/225E-P | DUAL RL VLV.3/4x1"RED.225#,EYE,CATIV,MOD.B&D,EF104 | 1621
H5632RD/250-P | DUAL RELF VLV.3/4"X1",EYE,REDUCED,SET@250# | 1621
H5632RD/250E-P | DUAL RL VLV.3/4x1"RED.250#,EYE,CATIV,MOD.B&D,EF104 | 1621
H5632RD/275-P | DUAL RELF VLV.3/4"X1",EYE,REDUCED,SET@275# | 1621
H5632RD/275E-P | DUAL RL VLV.3/4x1"RED.275#,EYE,CATIV,MOD.B&D,EF104 | 1621
H5632RD/300-P | DUAL RELF.VLV.3/4"X1" REDUCED,SET@300PSI | 1621
H5632RD/300E-P | DUAL RLF VLV 3/4"X1",EYE,@300,CAT.IV,MOD.B&D,EF104 | 1621
H5632RD/350-P | DUAL RELF VLV,3/4"X1"REDUCED,SET@350# | 1621
H5632RD/350E-P | DUAL RL VLV 3/4"X1",EYE,@350,CAT.IV,MOD.B&D,EF104 | 1621
H5632RD/400-P | DUAL RELF VLV,MID-FLO,3/4" X 1",EYE,SET@400PSI | 1621
H5632RD/400E-P | DUAL RLF VLV 3/4"X1",EYE,@400,CAT.IV,MOD.B&D,EF104 | 1621
H5632RD/H-P | DUAL RELIEF VLV,3/4" X 1",REDUCED CAP,EYE | 1621
H5632RD/HE-P | DUAL RELF.VLV,3/4"X1"RED,EYE,CAT.IV.MOD.B&D,EF104 | 1621
H5632RD/L-P | DUAL RELIEF VLV,RED CAP,3/4" X 1",EYE | 1621
H5632RD/LE-P | DUAL RELF.VLV 3/4"x1",RED,EYE,CAT.IV,MOD.B&D,EF104 | 1621
H5632RD/Y-P | DUAL RELIEF VALVE,3/4" x 1",RED CAP,EYE | 1621
H5632RD/YE-P | DUAL RLF VLV 3/4" x 1" RED,EYE,CATIV MOD B&D EF104 | 1621
H5633R/150-P | NH3 RELIEF VLV,M-FLO,EYE,1"X 1-1/4",SET@150PSI | 766
H5633R/150E-P | RELIEF VLV,M-FLO,EYE,1"X 1-1/4",CATIV,MODB&D,EF104 | 766
H5633R/200-P | NH3 RELIEF VLV,M-FLO,EYE,1" X 1-1/4",SET@200PSI | 766
H5633R/200E-P | RELIEF VLV,MFLO,EYE,1" X 1-1/4",CATIV,MODB&D,EF104 | 766
H5633R/225-P | NH3 RELIEF VLV,RED,EYE,1"X1-1/4",SET@225PSI | 766
H5633R/225E-P | RLF VLV,MFLOW 1X1-1/4",EYE,@225,CATIV,MODB&D,EF104 | 766
H5633R/250-P | NH3 RELIEF VLV,RED,EYE,1"X1-1/4",SET@250PSI | 766
H5633R/250E-P | RLF VLV,MFLOW 1X1-1/4",EYE,@250,CATIV,MODB&D,EF104 | 766
H5633R/275-P | NH3 RELIEF VLV,RED,EYE,1"X1-1/4",SET@275PSI | 766
H5633R/275E-P | RLF VLV,MFLOW 1X1-1/4",EYE,@275,CATIV,MODB&D,EF104 | 766
H5633R/300-P | NH3 RELIEF VLV,RED,PE,1" X 1-1/4",SET@300PSI | 766
H5633R/300E-P | RLF VLV,1"X1-1/4",RED,EYE,@300,CATIV,MODB&D,EF104 | 766
H5633R/350-P | NH3 RELIEF VLV,MID-FLO,PE,1"X1-1/4",SET@350PSI | 766
H5633R/350E-P | RV,MIDFLOW 1"X1-1/4",EYE,@350,CATIV,MOD B&D,EF104 | 766
H5633R/400-P | RELIEF VLV,MID FLO,1"X1-1/4",EYE,SET@400PSI | 766
H5633R/400E-P | RELIEF VLV,MIDFLO,1"X1-1/4",EYE,CATIV,MODB&D,EF104 | 766
H5633R/H-P | RLF VLV,MID FLO,1 X 1-1/4" REDUCED,EYE,HIGH | 766
H5633R/HE-P | PRES.RLF,MID-FLO 1"X1-1/4",EYE,CATIV,MODB&D,EF104 | 766
H5633R/L-P | RELIEF VLV,MID FLOW,1" X 1-1/4",EYE,LOW | 766
H5633R/LE-P | RV,MID FLOW,1"X1-1/4",EYE,LOW,CAT IV,MOD B&D,EF104 | 766
H5633R/M-P | RELIEF VLV,MID-FLO,1"X 1-1/4",EYE,MED | 766
H5633R/ME-P | RV,MID FLOW,1"X1-1/4",MED,EYE,CAT IV,MOD B+D,EF104 | 766
H5633RD/150-P | DUAL PRES.RELF.VLV.KIT,1x1-1/4",EYE,SET@150# | 2311
H5633RD/150E-P | DUAL PRES.RELF.VLV,1x1-1/4",EYE,CATIV,MODB&D,EF104 | 2311
H5633RD/200-P | DUAL PRESS RLF VLV KIT REDUC 1"X1-1/4",EYE,SET@200 | 2311
H5633RD/200E-P | DUAL RLF VLV,1"X1-1/4",RED,EYE,CATIV,MODB&D,EF104 | 2311
H5633RD/225-P | DUAL PRES.RLF.VLV.KIT,RED.1"X1-1/4",EYE,SET@225# | 2311
H5633RD/225E-P | DUAL RLF.VLV,RED,1"X1-1/4",EYE,CATIV,MODB&D,EF104 | 2311
H5633RD/250-P | DUAL PRES.RLF.VLV.KIT,RED.1"X1-1/4",EYE,SET@250# | 2311
H5633RD/250E-P | DUAL RLF.VLV,RED,1"X1-1/4",EYE,CATIV,MODB&D,EF104 | 2311
H5633RD/275-P | DUAL PRES.RLF.VLV.KIT,RED.1"X1-1/4",EYE,SET@275# | 2311
H5633RD/275E-P | DUAL RLF.VLV,RED,1"X1-1/4",EYE,CATIV,MODB&D,EF104 | 2311
H5633RD/300-P | DUAL PRES RELF VLV KIT,REDU,1"X1-1/4",EYE,SET@300 | 2311
H5633RD/300E-P | DUAL RV,RED,1"x1-1/4",EYE,@300#,CATIV,MODB&D,EF104 | 2311
H5633RD/350-P | DUAL PRESS RELF VLV KIT REDU,EYE,1"X1-1/4",SET@350 | 2311
H5633RD/350E-P | DUAL RLF VLV,1"X1-1/4",REDU,EYE,CATIV,MODB&D,EF104 | 2311
H5633RD/400-P | DUAL PRESS RELF VLV KIT REDU,EYE,1"X1-1/4",SET@400 | 2311
H5633RD/400E-P | DUAL RLF VLV,1"X1-1/4",REDU,EYE,CATIV,MODB&D,EF104 | 2311
H5633RD/H-P | DUAL RELIEF VLV,1" X 1-1/4",RED CAP,EYE | 2311
H5633RD/HE-P | DUAL RLF.VLV,1"X1-1-1/4"RED,EYE,CATIV,MODB&D EF104 | 2311
H5633RD/L-P | DUAL RLF VLV,1" X 1-1/4",RED CAP,EYE | 2311
H5633RD/LE-P | DUAL RLF.VLV,1"X1-1/4"RED,EYE,CAT.IV,MOD.B&D,EF104 | 2311
H5633RD/M-P | DUAL RELIEF VLV,1" X 1-1/4",RED CAP,EYE | 2311
H5633RD/ME-P | DUAL RLF.VLV.1"X1-1/4"RED,EYE,CAT.IV,MOD.B&D,EF104 | 2311
H5634R/150-P | NH3 RELIEF VLV,M-FLO,EYE,1-1/4"X1-1/2",SET@150PSI | 1223
H5634R/150E-P | RELF VLV,MFLO,EYE,1-1/4X1-1/2",CATIV,MODB&D,EF104 | 1223
H5634R/200-P | NH3 RELIEF VLV,M-FLO,EYE,1-1/4"X1-1/2",SET@200PSI | 1223
H5634R/200E-P | RV,MIDFLO,1-1/4"X1-1/2",@200,CAT.IV,MOD B+D,EF104 | 1223
H5634R/225-P | NH3 RELIEF VLV,M-FLO,EYE,1-1/4"X1-1/2",SET@225 PSI | 1223
H5634R/225E-P | RLF VLV,MFLOW 1X1-1/4",EYE,@225,CATIV,MODB&D,EF104 | 1223
H5634R/250-P | NH3 RELIEF VLV,M-FLO,EYE,1-1/4"X1-1/2",SET@250 PSI | 1223
H5634R/250E-P | RLF VLV,MFLOW 1X1-1/4",EYE,@250,CATIV,MODB&D,EF104 | 1223
H5634R/275-P | NH3 RELIEF VLV,M-FLO,EYE,1-1/4"X1-1/2",SET@275 PSI | 1223
H5634R/275E-P | RLF VLV,MFLOW 1X1-1/4",EYE,@275,CATIV,MODB&D,EF104 | 1223
H5634R/300-P | NH3 RELIEF VLV,MFLOW,EYE,1-1/4"X1-1/2",SET@300 PSI | 1223
H5634R/300E-P | RV,MIDFLO,1-14"X1-1/2",EYE,300,CATIV,MOD B+D,EF104 | 1223
H5634R/350-P | NH3 RELIEF VLV,M-FLOW,EYE,1-1/4"X1-1/2",SET@350PSI | 1223
H5634R/350E-P | RV,MIDFLO,1-1/4"X1-1/2",EYE,350,CATIV,MODB&D,EF104 | 1223
H5634R/400-P | RLF VLV, MID-FLOW,1-1/4"X1-1/2",EYE,SET@400PSI | 1223
H5634R/400E-P | RLF VLV,MFLOW,1-1/4"X1-1/2",EYE,CATIV,MODB&B,EF104 | 1223
H5634R/H-P | RLF VLV,M-FLO,1-1/4"X1-1/2",EYE,HIGH | 1223
H5634R/HE-P | RV,M-FLO,1-1/4"X1-1/2"RED,EYE,CAT.IV,MOD.B&D,EF104 | 1223
H5634R/L-P | RLF VLV,M-FLO,1-1/4" x 1-1/2",EYE,REDUCED | 1223
H5634R/LE-P | RV,M-FLO,1-1/4"X1-1/2",RED,EYE,CATIV,MOD B&D,EF104 | 1223
H5634R/M-P | RLF VLV,M-FLO,1-1/4"X1-1/2",MED | 1223
H5634R/ME-P | RV,M-FLO,1-1/4"X1-1/2",EYE,CE.CAT.IV,MOD.B&D,EF104 | 1223
H5634RD/150-P | DUAL RELF.VLV,1-1/4"X1-1/2"REDUCED,EYE,SET@150PSIG | 3456
H5634RD/150E-P | DUAL RELF,1-1/4"X1-1/2"RED,EYE,CATIV,MODB&D,EF104 | 3456
H5634RD/200-P | DUAL RELF.VLV,1-1/4"X1-1/2"REDUCED,EYE,SET@200PSIG | 3456
H5634RD/200E-P | DUAL RLF.1-1/4"x1-1/2"RED,EYE,CATIV.MD.B&D,EF104 | 3456
H5634RD/225-P | DUAL RELIEF VALVE,1-1/4"X1-1/2"RED,EYE,SET@225PSIG | 3456
H5634RD/225E-P | DUAL RELF VLV,1-1/4"X1-1/2",EYE,CATIV,MODB&D,EF104 | 3456
H5634RD/250-P | DUAL RELIEF VALVE,1-1/4"X1-1/2"RED,EYE,SET@250PSIG | 3456
H5634RD/250E-P | DUAL RELF VLV,1-1/4"X1-1/2",EYE,CATIV,MODB&D,EF104 | 3456
H5634RD/275-P | DUAL RELIEF VALVE,1-1/4"X1-1/2"RED,EYE,SET@275PSIG | 3456
H5634RD/275E-P | DUAL RELF VLV,1-1/4"X1-1/2",EYE,CATIV,MODB&D,EF104 | 3456
H5634RD/300-P | DUAL RELIEF VLV,MID FLOW,1-1/4"X1-1/2",EYE,300PSIG | 3456
H5634RD/300E-P | DUAL RLF,MFLOW,1-1/4"X1-1/2",EYE,CATIV,MODBD,EF104 | 3456
H5634RD/350-P | DUAL PRESS RLF VLV,1-1/4"x 1-1/2",RED,EYE,SET@350 | 3456
H5634RD/350E-P | DUAL RLF VLV,1-1/4"x1-1/2",EYE,CATIV,MODBD,EF104 | 3456
H5634RD/400-P | DUAL PRESS RLF VLV,1-1/4"x 1-1/2",RED,EYE,SET@400 | 3456
H5634RD/400E-P | DUAL RLF VLV,1-1/4"x1-1/2",EYE,CATIV,MODB&D,EF104 | 3456
H5634RD/H-P | DUAL PRESS RELIEF VLV,1-1/4"X1-1/2",EYE,RED CAP | 3456
H5634RD/HE-P | DUAL RLF VLV,1-1/4"X1-1/2",EYE,CATIV,MOD B&D,EF104 | 3456
H5634RD/L-P | DUAL RLF VLV,1-1/4" X 1-1/2",RED CAP,EYE | 3456
H5634RD/LE-P | DUAL RLF 1-1/4"X1-1/2" RED,EYE,CAT.IV,MODB+D,EF104 | 3456
H5634RD/M-P | DUAL RELIEF VLV,1-1/4"X1-1/2",EYE,REDUCED CAP | 3456
H5634RD/ME-P | DUAL RLF VLV,1-1/4"X1-1/2",EYE,CATIV,MODB&D,EF104 | 3456
H7771 | 1/4" GAUGE VLV ANGLE,MPT X FPT SS STEM, SC | 88
H7771H | 1/4"GAUGE VLV ANGLE,MPT X FPT SS STEM,W/BAR HANDLE | 100
H7771HW | 1/4" GAUGE VLV ANGLE,BW X FPT,SS STEM,BAR HANDLE | 100
H7771W | 1/4" GAUGE VLV ANGLE,BW X FPT SS STEM, SC | 100
H7772 | 1/4"GAUGE VLV,ANGLE FPT X FPT,SS STEM,SC | 94
H7772H | 1/4"GAUGE VLV,ANGLE FPT X FPT SS STEM,W/BAR HANDLE | 101
H7773 | 3/8"GAUGE VLV,ANGLE MPT X FPT SS STEM,W/SEALCAP | 128
H7773H | 3/8"GAUGE VLV,ANGLE MPT X FPT S.S.STEM,W/BAR HANDL | 132
H7774 | 3/8"GAUGE VLV,ANGLE FPT X FPT,SS STEM,SC | 129
H7774H | 3/8"GAUGE VLV,ANGLE FPT X FPT S.S.STEM,W/BAR HANDL | 132
H7777 | 1/2" MPT X 3/8"FPT,GAUGE VLV.ANGLE SS STEM,W/SC | 134
H7778 | 1/2"MPT X1/4"FPT GAUGE VLV, ANGLE,SS STEM,W/SEAL C | 134
H8021 | 1/2"(13MM) 3-WAY DUAL SHUT-OFF VLV, 1/2" FPT CONN. | 293
H8021S | 1/2"(13MM)3-WAY DUAL SHUT-OFF VLV,1/2" SW CONN | 353
H8021SZ | 1/2"(13mm)3-WAY DUAL SHUT-OFF,1/2"CONN PLATED | 376
H8021W | 1/2"(13MM)3-WAY DUAL SHUT-OFF VLV,1/2" BW CONN | 353
H8021Z | 1/2"(13MM)3-WAY DUAL SHUT-OFF 1/2"FPT CONN,PLATED | 318
H8022 | 3/4"(20MM)3-WAY DUAL SHUT-OFF VLV,3/4" FPT CONN | 308
H8022S | 3/4"(20MM)3-WAY DUAL SHUT-OFF VLV,3/4" SW CONN | 368
H8022W | 3/4"(20MM)3-WAY DUAL SHUT-OFF VLV,3/4" BW CONN | 368
H8022Z | 3/4" THREE-WAY VLV,3/4"FPT,PLT | 331
H8024 | 1"(25MM) 3-WAY DUAL SHUTOFF VLV 1"FPT CONN | 487
H8024S | 1"(25MM)3-WAY DUAL SHUT-OFF VLV,1" SW CONN | 583
H8024W | 1"(25MM)3-WAY DUAL SHUT-OFF VLV,1" BW CONN | 583
H8024Z | 1"(25MM)3-WAY DUAL 1"FPT CONN,PLATED | 518
H8025 | 1-1/4"(32mm) 3-WAY SHUT-OFF VALVE,CAT I,MODA,EF106 | 679
H8025S | 1-1/4"(32MM)3-WAY DUAL SHUT-OFF VLV,1-1/4"SW CONN | 816
H8025W | 1-1/4"(32MM)3-WAY DUAL SHUT-OFF VLV,1-1/4"BW CONN | 816
H8025Z | 1-1/4"(32MM)3WAY SOV,1-1/4"FPT,PLT,CATI,MODA,EF106 | 712
H9490 | 1/4" TRANSDUCER VLV, ANGLE, MPT X FPT SS STEM,W/SC | 166
H957 | 1/4" GAUGE VLV,GLOBE FPT X FPT STAINLESS BARE STEM | 101
H957C | 1/4"GAUGE VLV GLOBE FPT X FPT,SS STEM,SC | 106
H957H | 1/4"GAUGE VLV,GLOBE FPT X FPT SS STEM,W/BAR HANDLE | 108
H958C | 3/8"GAUGE VLV,GLB,FPT X FPT SS STEM,W/SEALCAP | 127
H958H | 3/8"GAUGE VLV,GLB FPT X FPT S.S.STEM,W/BAR HANDLE | 134
H965 | 1/4" GAUGE VLV ANGLE MPT X FPT STAINLESS BARE STEM | 84
H967 | 1/4" GAUGE VLV ANGLE FPT X FPT STAINLESS BARE STEM | 87
HA2A-11 | SMALL BACK PRESSURE REG. HIGH CAPACITY, RANGE A | 441
HA2A-13 | SMALL BACK PRESSURE REG. HIGH CAPACITY, RANGE B | 441
HA2A-16 | SMALL BACK PRESSURE REG. HIGH CAPACITY, RANGE D | 441
HA2A-17 | SMALL BACK PRESSURE REG. HIGH CAPACITY, RG.C | 644
HA2AK-11 | SMALL BACK PRESSURE REG,HIGH CAP,RG.A. | 524
HA2AK-13 | SMALL BACK PRESSURE REG,HIGH CAP,RG.B | 524
HA2AZ-11 | SMALL BACK PRESS HIGH CAP., RG.A PLATED | 470
HA2AZ-13 | 5/32" SMALL PRESS REGULATOR RANGE B, ZINC PLATED | 470
HA2B-11 | 5/32" SMALL BACK PRESSURE REG.RGE A | 336
HA2B-13 | 5/32" SMALL BACK PRESSURE REG. RGE B. | 336
HA2B-15 | 5/32" SMALL BACK PRESSURE REG. RGE V. | 552
HA2B-16 | 5/32" SMALL BACK PRESSURE REG.,RG.D | 336
HA2B-17 | SMALL BACK PRESSURE REG. RANGE C | 539
HA2BK-11 | 5/32" SMALL RESEATING RELIEF REGULATOR, RANGE A: | 419
HA2BK-11SPEC | 5/32"SMALL RESEAT RELIEF REG.RG.A;SPEC SET PT | 419
HA2BK-13 | 5/32" SMALL RESEATING RELIEF REGULATOR, RANGE B | 419
HA2BK-13SPEC | 5/32"SMALL RESEAT RELIEF REG RG B;SPEC SET PT | 419
HA2BK-15 | 5/32" SMALL RESEATING RELIEF REGULATOR RANGE V | 635
HA2BK-16 | 5/32" SMALL RESEATING RELIEF REGULATOR,RG.D | 419
HA2BK-16SPEC | 5/32" SMALL RESEAT RELIEF REG.RG. D;SPEC SET PT | 419
HA2BK-17 | 5/32"SMALL RESEATING RELIEF REGULATOR, RG.C | 622
HA2BK-17SPEC | 5/32"SMALL RESEAT RELIEF REG.RG.C; SPEC SET PT | 622
HA2BKZ-11 | 5/32"SMALL RESEATING RELIEF REG. RANGE A,PLATED | 448
HA2BKZ-13 | 5/32"SMALL RESEATING RELIEF REG.,RG.B | 448
HA2BKZ-13SPEC | 5/32" SMALL RESEAT RELIEF REG RG.B SPEC SET ZINC | 448
HA2BL-11 | 5/32" SMALL DIFFERENTIAL PRES. REGULATOR RANGE A | 593
HA2BL-13 | 5/32" SMALL DIFFERENTIAL PRES. REGULATOR RANGE B | 593
HA2BLZ-11 | 5/32" SMALL DIFNTL PRESS REG RG.A,PLT | 622
HA2BM-11 | 5/32" ELECT MOTOR COMP. SMALL REGULATOR, RANGE A | 1550
HA2BO-11 | 5/32" SMALL OUTLET PRESSURE REGULATOR RANGE V | 722
HA2BO-13 | 5/32" SMALL OUTLET PRESSURE REGULATOR, RANGE B | 722
HA2BOE-11 | 5/32"SMALL OUTLET PRESS.REG W/EXT. EQUALIZR,RG V | 722
HA2BOE-13 | 5/32" SMALL OUTLET PRES REG. W/EXT EQUALIZER,RG B | 722
HA2BOP-11 | 5/32" SMALL PNEUM OUTLET PRESS REGULATOR, RANGE V | 849
HA2BOZ-11 | REGLTR,SML OUTLT R/V,PLT | 751
HA2BP-11 | 5/32" SMALL PNEUMATIC PRESSURE REGULATOR, RANGE A | 463
HA2BPZ-11 | 5/32" SMALL PNEUMATIC PRESS REG RG.A,PLT | 492
HA2BQ-11 | 5/32" ELECT PRESS PILOT REG RG Q1:0 TO 87 PSIG | 463
HA2BZ-11 | PILOT,BCK PRS.REG R/A,PLT | 365
HA4A-4/31 | 1-1/4"(32MM)PRESSURE REGULATOR (4 BOLT) RANGE A | 955
HA4A-4/33 | 1-1/4"(32MM)PRESSURE REGULATOR (4-BOLT) RANGE B | 955
HA4A-4/35 | 1-1/4"(32MM)PRESSURE REGULATOR (4 BOLT) RANGE V | 1171
HA4A/01 | 3/4" (20MM) PRESSURE REGULATOR RANGE A | 523
HA4A/03 | 3/4" (20MM) PRESSURE REGULATOR RANGE B | 523
HA4A/05 | 3/4" (20MM) PRESSURE REGULATOR RANGE V | 739
HA4A/06 | 3/4"(20MM)PRESSURE REGULATOR , RANGE D | 523
HA4A/21 | 1" (25MM) PRESSURE REGULATOR RANGE A | 654
HA4A/23 | 1" (25MM) PRESSURE REGULATOR RANGE B | 654
HA4A/25 | 1" (25MM) PRESSURE REGULATOR RANGE V | 870
HA4A/26 | 1"(25MM) PRESSURE REGULATOR, RANGE D | 654
HA4A/31 | 1-1/4"(32MM) PRESSURE REGULATOR, RANGE A | 868
HA4A/31E | 1-1/4"(32MM)PRESS.REG.RG.A CE-CAT.I,MOD.A,EF 100 | 868
HA4A/33 | 1-1/4" (32MM) PRESSURE REGULATOR, RANGE B | 868
HA4A/33E | 1-1/4"(32MM)PRESS REG.RG.B CE-CAT.I,MOD.A,EF100 | 868
HA4A/35 | 1-1/4" (32MM) PRESSURE REGULATOR RANGE V | 1084
HA4A/41 | 1-1/2" (40MM) PRESSURE REGULATOR RANGE A | 1244
HA4A/41E | 1-1/2"(40MM)PRESS.REG.RG.A. CE-CAT.II,MOD.H,EF 101 | 1244
HA4A/43 | 1-1/2"(40MM) PRESSURE REGULATOR RANGE B | 1244
HA4A/43E | 1-1/2"(40MM)PRESS.REG.RG.B CE-CAT.II,MOD.H, EF 101 | 1244
HA4A/45 | 1-1/2" (40MM) PRESSURE REGULATOR, RANGE V | 1460
HA4A/46 | 1-1/2" (40MM) PRESSURE REGULATOR, RANGE D | 1244
HA4A/51 | 2" (50MM) PRESSURE REGULATOR RANGE A | 1445
HA4A/51E | 2"(50MM)PRESSURE REG.,RG.A CE-CAT.II,MOD H,EF 101 | 1445
HA4A/53 | 2" (50MM) PRESSURE REGULATOR RANGE B | 1445
HA4A/53E | 2"(50MM)PRESSURE REG.RG.B CE-CAT.II,MOD.H,EF 101 | 1445
HA4A/55 | 2" (50MM) PRESSURE REGULATOR RANGE V | 1661
HA4A/55E | 2"(50MM)PRESSURE REG RG.V(P),CATII,MODH,EF101 | 1661
HA4A/56 | 2" (50MM) PRESSURE REGULATOR RANGE D | 1445
HA4A/61 | 2-1/2"(65MM)PRESSURE REGULATOR RANGE A | 1851
HA4A/61E | 2-1/2"(65MM)PRESS.REG.,RG.A CE.CAT.II,MOD.H,EF101 | 1851
HA4A/63 | 2-1/2" (65MM) PRESSURE REGULATOR RANGE B | 1851
HA4A/63E | 2-1/2"(65MM)PRESS REG.RG.B CE-CAT.II,MOD.H,EF 101 | 1851
HA4A/65 | 2-1/2" (65MM) PRESSURE REGULATOR RANGE V | 2067
HA4A/66 | 2-1/2"(65MM)PRESSURE REGULATOR RANGE D | 1851
HA4A/71 | 3"(80MM) PRESSURE REGULATOR RANGE A | 2619
HA4A/71E | 3"(80MM)PRESSURE REG.RG.A CE-CAT.II,MOD.H,EF101 | 2619
HA4A/73 | 3"(80MM) PRESSURE REGULATOR RANGE B | 2619
HA4A/73E | 3"(80MM)PRESS.REG.RG.B CE-CAT.II,MOD.H,EF 101 | 2619
HA4A/75 | 3" (80MM) PRESSURE REGULATOR RANGE V | 2834
HA4A/76 | 3" (80MM) PRESSURE REGULATOR RANGE D | 2619
HA4A/81 | 4"(100MM) PRESSURE REGULATOR RANGE A | 3897
HA4A/81E | 4"(100MM)PRESSURE REG,RG.A(P),CATII,MODH,EF101 | 3897
HA4A/83 | 4" (100MM) PRESSURE REGULATOR RANGE B | 3897
HA4A/85 | 4" (100MM) PRESSURE REGULATOR RANGE V | 4113
HA4A/86 | 4" (100MM) PRESSURE REGULATOR RANGE D | 3897
HA4A/A1 | 3/4"(20MM) PRES REG 25% REDUCED PORT RG.A | 523
HA4A/A3 | 3/4(20MM) PRESSURE REGULATOR 25% RED.PORT.,RANGE B | 523
HA4A/B1 | 3/4"(20MM)PRES REG 50% RED PORT RG A | 523
HA4A/B3 | 3/4"(20MM)PRES.REG.50%RED. RG B:30 TO 300 PSIG | 523
HA4A/B5 | 3/4"(20MM)PRES REG 50% REDUCED PORT RANGE V | 739
HA4A/B6 | 3/4"(20MM)PRESS REGULATOR 50% REDUCED PORT RANGE D | 523
HA4AB-4/31 | 1-1/4" PRESS REG WIDE OPEN FEAT,RG A (4-BOLT) | 1326
HA4AB-4/35 | 1-1/4"(32MM)REG.W/WIDE OPEN FEAT.RG.V(4-BOLT) | 1542
HA4AB/01 | 3/4"(20MM)REG WITH WIDE OPEN FEATURE, RANGE A | 894
HA4AB/03 | 3/4"(20MM)REG. WITH WIDE OPEN FEATURE, RANGE B | 894
HA4AB/05 | 3/4"(20MM)BACK PRESS REG W/WIDE OPEN FEATURE,RG.V | 1110
HA4AB/06 | 3/4"(20MM)REG WITH WIDE OPEN FEATURE, RANGE D | 894
HA4AB/21 | 1"(25MM)REGULATOR WITH WIDE OPEN FEATURE, RANGE A | 1025
HA4AB/23 | 1"(25MM)REGULATOR WITH WIDE OPEN FEATURE, RANGE B | 1025
HA4AB/25 | 1"(25MM)REGULATOR W/WIDE OPENING FEATURE,RANGE V | 1241
HA4AB/26 | 1"(25MM)REGULATOR WITH WIDE OPEN FEATURE, RANGE D | 1025
HA4AB/31 | 1-1/4"(32MM)REG W/ WIDE OPEN FEATURE,RG A | 1239
HA4AB/31E | 1-1/4"(32MM)REG.W/WD OPEN,RG.A CE-CAT.I,MOD.A,EF10 | 1239
HA4AB/33 | 1-1/4"(32MM)REG W/WIDE OPEN FEATURE, RANGE B | 1239
HA4AB/33E | 1-1/4"(32MM)REG.W/WD OPEN,RG.B,CAT.I,MOD.A,EF100 | 1239
HA4AB/35 | 1-1/4"(32MM)REG W/ WIDE OPENING FEATURE, RANGE V | 1455
HA4AB/36 | 1 1/4" (32MM) PRESS REG WIDE OPEN RANGE D | 1239
HA4AB/36E | 1-1/4"(32MM)REG. WIDE OPEN RG.D,CE-CATI,MODA,EF100 | 1239
HA4AB/41 | 1-1/2"(40MM)REG W/ WIDE OPEN FEATURE,RG. A | 1615
HA4AB/41E | 1-1/2"(40MM)REG.WIDEOPEN,RG.A CE-CAT.II,MOD.H,EF10 | 1615
HA4AB/43 | 1-1/2"(40MM)REG W/ WIDE OPEN FEAT,RANGE B | 1615
HA4AB/43E | 1-1/2"(40MM)REG,W/OPEN RG.B(P),CATII,MODH,EF101 | 1615
HA4AB/45 | 1-1/2"(40MM)REG W\ WIDE OPEN FEATURE, RANGE V | 1831
HA4AB/51 | 2"(50MM)PRESS REGULATOR,WIDE OPEN,RG A | 1816
HA4AB/51E | 2"(50MM)REG.W/WIDE-OPEN,RG.A CE-CAT.II,MOD.H,EF101 | 1816
HA4AB/53 | 2"(50MM)REGULATOR WITH WIDE OPEN FEATURE, RANGE B | 1816
HA4AB/55 | 2"(50MM)REGULATOR W/WIDE OPEN FEATURE,RANGE V | 2032
HA4AB/61 | 2-1/2"(65MM)REG W/ WIDE OPEN FEATURE,RG. A | 2222
HA4AB/61E | 2-1/2"(65MM)REG.WIDEOPEN,RG.A,CAT.II,MOD.H,EF101 | 2222
HA4AB/63 | 2-1/2"(65MM)REG.W/ WIDE OPEN FEATURE,RANGE B | 2222
HA4AB/63E | 2-1/2(65MM)REG.W/W OPEN,RG.B CE-CAT.II,MOD.H,EF101 | 2222
HA4AB/65 | 2-1/2"(65MM)REG.W/ WIDE OPEN FEATURE,RANGE V | 2438
HA4AB/66 | 2-1/2"(65MM)REG W/WIDE OPEN FEATURE RG. D | 2222
HA4AB/71 | 3"(80MM)REGULATOR WITH WIDE OPEN FEATURE, RANGE A | 2990
HA4AB/71E | 3"(80MM)REG.W/WIDE-OPEN,RG.A CE-CAT.II,MOD.H,EF101 | 2990
HA4AB/73 | 3"(80MM)REGULATOR WITH WIDE OPEN FEATURE, RANGE B | 2990
HA4AB/75 | 3"(80MM)REGULATOR WITH WIDE OPEN FEATURE,RANGE V | 3206
HA4AB/76 | 3"(80mm)REG. W/WIDE OPEN FEATURE,RG D | 2990
HA4AB/81 | 4"(100MM)REGULATOR WITH WIDE OPEN FEATURE, RANGE A | 4268
HA4AB/81E | 4"(100MM)REG.WIDE OPEN,RG.A CE-CAT.II,MOD H,EF 101 | 4268
HA4AB/83 | 4"(100MM)REGULATOR WITH WIDE OPEN FEATURE, RANGE B | 4268
HA4AB/85 | 4"(100MM)REGULATOR WITH WIDE OPEN FEATURE, RANGE V | 4484
HA4AB/86 | 4"(100MM)REGULATOR W/ WIDE OPEN FEATURES, RANGE D | 4268
HA4AB/86E | 4"(100MM)OUT REG,W/OPEN RG.D(P),CATII,MODH,EF101 | 4268
HA4AB/A1 | 3/4"(20MM)REG W/WIDE OPEN FEAT,RG.A,25% RED.PORT | 894
HA4AB/B1 | 3/4"(20MM)REG.W/WIDE OPEN FEATR,50% RED.PORT,RG.A | 894
HA4AB/B3 | 3/4"(20MM)REG.W/WIDE OPEN 50% RED.PORT,RG.B | 894
HA4ABE/61 | 2 1/2" (65MM) PRESS REG ELEC W/O WITH EXT PILOT R | 2328
HA4ABE/71 | 3"(80MM)PRESS REG RG.A,ELEC WO,EXT PILOT CONNCTR | 3096
HA4ABK/01 | 3/4"(20MM)RESEATING RLF REG W/WIDE OPEN FEAT.RG A | 978
HA4ABK/03 | 3/4"RESEATING RELIEF REG W/ WIDE OPEN FEAT,RG.B | 978
HA4ABK/21 | 1"(25MM)RESEATING RLF REG. W/WIDE OPEN FEAT. RG A | 1108
HA4ABK/23 | 1"RESEATING RELF.VLV.W/WIDE OPEN FEATURE,RG.B | 1108
HA4ABK/31 | 1-1/4"(32MM)RESEATING RLF REG,WIDE OPEN FEAT,RG.A | 1322
HA4ABK/33 | 1-1/4"(32MM)RESEATING RLF REG W/WIDEOPEN FEAT,RG B | 1322
HA4ABK/33E | 1-1/4"(32MM)RST RLF REG,RG B CE-CAT.I,MOD.A,EF 100 | 1322
HA4ABK/41 | 1-1/2"(40MM)RES.RELIEF REG,RG.A,WIDE OPEN FEATURE | 1698
HA4ABK/43 | 1-1/2"(40MM)PRES.RELIEF REG,RG.B,WIDE OPEN FEATURE | 1698
HA4ABK/51 | 2"(50MM)RES. RELIEF REG,RG.A,WIDE OPEN FEATURE | 1899
HA4ABK/61 | 2-1/2"(65mm) RES RELIEF REG,RG.A,WIDE OPEN FEATURE | 2305
HA4ABK/A1 | 3/4"(20MM)RESEAT RLF REG. W/WIDE OPEN,25%RED.RG.A | 977
HA4ABK/B1 | 3/4"(20MM)RESEAT RLF REG. W/WIDE OPEN,50% RED.RG.A | 977
HA4ABKZ/01 | 3/4"(20MM)RESEATING W/WIDE OPEN FEAT,RG.A. PLATED | 1079
HA4ABKZ/21 | 1"(25mm)RESEATING RLF,W/WIDE OPEN FEAT,RG.A,PLTD. | 1210
HA4ABL/01 | 3/4"(20MM)DIFFERENTIAL PRES. REGULATOR,W/WIDE OPEN | 1151
HA4ABL/21 | 1"(25MM)DIFF PRESS REG,RG.A,W/WIDE OPEN | 1282
HA4ABL/31 | 1-1/4"(32MM)DIFF PRES. REG,W/WIDE OPEN, RANGE A | 1496
HA4ABL/31E | 1-1/4"(32MM)DIFF WIDE OPEN RG.A CE-CATI,MODA,EF100 | 1496
HA4ABL/41 | 1-1/2"(40MM)DIFF PRES. REG,W/WIDE OPEN, RANGE A | 1872
HA4ABL/41E | 1-1/2"(40MM)DIFF.W/WIDE OPEN,RG.A,CATII,MODH,EF101 | 1872
HA4ABL/51 | 2"(50MM)DIFF PRESS REG,W/WIDE OPEN,RG A | 2073
HA4ABL/51E | 2"(50MM)DIFF PRESS REG,WO,RG A,CATII,MOD H,EF101 | 2073
HA4ABL/53 | 2"(50MM)DIFF PRESS REG W/WIDE OPEN RG B | 2073
HA4ABL/61 | 2-1/2"(65MM)DIFF PRES. REG,W/WIDE OPEN,RANGE A | 2479
HA4ABL/61E | 2-1/2"(65MM)DIFF.PRESS.REG RG.A,CATII,MODH,EF101 | 2479
HA4ABL/63 | 2-1/2"(65MM) DIFF PRESS REG WITH WIDE OPEN RANGE B | 2479
HA4ABL/71 | 3"(80MM)DIFF PRESS REG,W/WIDE OPEN,RG A | 3247
HA4ABL/73 | 3"(80MM)DIFF PRESS REG.,W/WIDE OPEN RG. B | 3247
HA4ABL/81 | 4"(100MM)DIFF PRESS REG,W/WIDE OPEN,RANGE A | 4525
HA4ABL/A1 | 3/4"(20MM)DIF.PRES.REG.W/ WD OPEN FEAT,25% RED.PT | 1151
HA4ABL/B1 | 3/4"(20MM)DIFF.PRES.REG.W/ WIDE OPEN FEAT,50%RED | 1151
HA4ABLNO/41 | 1-1/2(40MM)DIFF PRESS NORMALLY OPEN WIDE OPEN RG.A | 2085
HA4ABLNO/81 | 4" (100MM) DIFF PRESS NORMALLY OPEN WIDE OPEN RG.A | 4738
HA4ABLS/21 | 1"(25MM)DIFF PRESS REG.RG.A,WIDE OPEN, ELEC SO | 1445
HA4ABLS/71 | 3"(80MM)DIFFERENTIAL PRESS.REG.W/ WIDE OPEN FEATUR | 3410
HA4ABLS/71E | 3"(80MM)PRES REG,ELEC SO,RG.A(P),CATII,MODH,EF101 | 3410
HA4ABNO/81 | 4" (100MM) PRESS REG NORMALLY OPEN WIDE OPEN RG.A | 4481
HA4ABP/21 | 1"(25MM)PNEUM PRESS REG. W/WIDE OPEN FEAT RG.A | 1152
HA4ABP/31 | 1-1/4"(32MM)PNEUM PRESS REG. W/WIDE OPEN FEAT,RG A | 1366
HA4ABP/71 | 3"(80MM)PNEUM PRESS REG. W/WIDE OPEN,RANGE A | 3117
HA4ABX/63 | 2-1/2"(65MM) REG WIDE OPEN,RG.B EXPLOSION PRF 115V | 3088
HA4ABZ-4/31 | REG,1-1/4 W/WIDE4-BLT,PLT | 1428
HA4ABZ/01 | 3/4"(20MM)REG.W/WIDE-OPEN FEATURE,RANGE A,PLATED | 996
HA4ABZ/21 | 1"(25MM)REG W\WIDE OPEN FEATURE,RG A,PLATED | 1127
HA4ABZ/25 | REG,1"W/OPEN FE R/V, PLT | 1343
HA4ABZ/31 | 1-1/4"(32MM)REGU W/WIDE OPEN,RGA,PLATED | 1341
HA4ABZ/33 | REG,1-1/4"W/OP FE R/B,PLT | 1341
HA4ABZ/41 | 1-1/2"(40MM)REG W/WIDE OPEN,RG.A,PLATED | 1798
HA4ABZ/51 | 2"(50MM)REG W\WIDE OPEN FEATURE,RG A,PLATED | 1999
HA4ABZ/61 | 2-1/2"(65MM)REG W/WIDE OPEN,RG.A,PLATED | 2504
HA4ABZ/71 | 3"(80MM)REG W\WIDE OPEN FEATURE,RG A,PLATED | 3324
HA4ABZ/81 | 4"(100MM)REG W\WIDE OPEN FEATURE,RG A,PLATED | 4757
HA4AD-4/31 | 1-1/4"(32MM)DUAL PRESS REG,RG A/A,(4-BOLT) | 1722
HA4AD/01 | 3/4"(20MM)DUAL PRESSURE REG. RANGE A/A | 1290
HA4AD/02 | 3/4"(20MM)DUAL PRESSURE REG. RANGE A/B | 1290
HA4AD/05 | 3/4"(20MM)DUAL PRESSURE REGULATOR RG.V/V | 1722
HA4AD/06 | 3/4"(20MM)DUAL PRESS REG RG.A/V | 1506
HA4AD/21 | 1"(25MM)DUAL PRESSURE REG. RANGE A/A | 1421
HA4AD/22 | 1"(25MM)DUAL PRESSURE REG. RANGE A/B | 1421
HA4AD/24 | 1"(25MM)DUAL PRESSURE REG. RANGE B/B | 1421
HA4AD/26 | 1"(25MM) DUAL PRESSURE REG. RANGE V/A | 1637
HA4AD/28 | 1" (25MM) DUAL PRESSURE REGULATOR RANGE D/D | 1421
HA4AD/31 | 1-1/4"(32MM)DUAL PRESSURE REG. RANGE A/A | 1635
HA4AD/31E | 1-1/4"(32MM)DUAL PRESS REG. RG A/A,CATI,MODA,EF100 | 1635
HA4AD/32 | 1-1/4" (32MM) DUAL PRESSURE REGULATOR RANGE A/B | 1635
HA4AD/34 | 1-1/4"(32MM)DUAL PRESSURE REG. RANGE B/B | 1635
HA4AD/35 | 1-1/4"(32MM)DUAL PRESSURE REG RANGE V/V | 2067
HA4AD/36 | 1-1/4"(32MM) DUAL PRESSURE REG RANGE V/A | 1851
HA4AD/41 | 1-1/2"(40MM)DUAL PRESSURE REG. RANGE A/A | 2011
HA4AD/42 | 1-1/2"(40MM) DUAL PRESSURE REG RANGE A/B | 2011
HA4AD/44 | 1-1/2"(40MM)DUAL PRESSURE REG. RANGE B/B | 2011
HA4AD/45 | 1-1/2"(40MM) DUAL PRESSURE REG RANGE V/V | 2443
HA4AD/46 | 1-1/2"(40MM)DUAL PRESSURE REG. RANGE V/A | 2227
HA4AD/51 | 2"(50MM)DUAL PRESSURE REG. RANGE A/A | 2212
HA4AD/52 | 2"(50MM)DUAL PRESSURE REG. RANGE A/B | 2212
HA4AD/56 | 2"(50MM)DUAL PRESSURE REGULATOR RANGE V/A | 2428
HA4AD/61 | 2-1/2"(65MM)DUAL PRESSURE REG. RANGE A/A | 2618
HA4AD/62 | 2-1/2"(65MM)DUAL PRESSURE REG. RANGE A/B | 2618
HA4AD/66 | 2-1/2"(65MM)DUAL PRESSURE REG. RANGE V/A | 2834
HA4AD/71 | 3"(80MM)DUAL PRESSURE REG. RANGE A/A | 3386
HA4AD/72 | 3"(80MM)DUAL PRESSURE REG. RANGE A/B | 3386
HA4AD/76 | 3"(80MM)DUAL PRESSURE REGULATOR RANGE V/A | 3602
HA4AD/78 | 3" (80MM) DUAL PRESSURE REG RANGE D/D | 3386
HA4AD/81 | 4"(100MM)DUAL PRESSURE REG. RANGE A/A | 4664
HA4AD/82 | 4"(100MM)DUAL PRESSURE REG. RANGE A/B | 4664
HA4AD/86 | 4"(100MM)DUAL PRESSURE REGULATOR RANGE V/A | 4870
HA4AD/A1 | 3/4"(20MM)DUAL PRES REG. 25% RED PORT, RANGE A/A | 1290
HA4AD/A4 | 3/4"(20MM)DUAL PRES REG. 25% REDUCED PORT,RG B/B | 1290
HA4AD/B1 | 3/4"(20MM)DUAL PRES REG. 50% RED PORT, RANGE A/A | 1290
HA4AD/B4 | 3/4"(20MM)DUAL PRESS REG. 50% RED.PORT,RG.B/B | 1290
HA4ADB/01 | 3/4"(20MM)DUAL PRESS REG.W/ WD OPEN FEAT., RGE A/A | 1661
HA4ADB/21 | 1"(25MM)DUAL PRESS REG.W/ WIDE OPEN,RG.A/A | 1792
HA4ADB/31 | 1-1/4"(32MM)DUAL PRESS REG W/WIDEOPEN FEAT,RGE:A/A | 2006
HA4ADB/41 | 1-1/2"(40MM)DUAL PRESS REG W/WIDEOPEN FEAT,RGE:A/A | 2382
HA4ADB/51 | 2"(50MM)PRES REG. W/WIDE OPEN FEAT,RG.A/A | 2583
HA4ADB/61 | 2-1/2"DUAL PRES REG W/ WIDE OPEN FEATURE,RANGE | 2989
HA4ADB/71 | 3"(80MM)DUAL PRESS REG,W/ WIDE OPEN,RG.A/A | 3757
HA4ADB/81 | 4"(100mm)DUAL PRESS REG W/WD OPEN FEAT,RGE A/A | 5035
HA4ADB/82 | 4"(100MM)DUAL PRESS REG W/WD OPEN FEAT,RGE A/B | 5035
HA4ADB/A1 | 3/4"(20MM) DUAL PRESS REG. ELEC. 25% PORT | 1661
HA4ADB/B1 | 3/4" (20mm) DUAL PRESS REG W/ELEC S/O & 50% | 1661
HA4ADD/01 | 3/4" (20MM) THREE PRES. REGULATOR RANGE A/A/A | 2057
HA4ADD/21 | 1"(25MM) THREE PRES. REGULATOR RG. A/A/A | 2188
HA4ADD/31 | 1-1/4"(32mm)THREE PRES. REG.RG.A/A/A | 2402
HA4ADD/41 | 1-1/2"(40MM) THREE PRES. REGULATOR RG. A/A/A | 2778
HA4ADD/51 | 2"(50MM) THREE PRESS REGULATOR, RG A/A/A | 2979
HA4ADD/61 | 2-1/2" (65MM) THREE PRESS REGULATOR RG.A/A/A | 3385
HA4ADD/71 | 3"(80MM)THREE PRESSURE REG.RG. A/A/A | 4153
HA4ADD/81 | 4"(100MM) THREE PRES REG. RG. A/A/A | 5431
HA4ADE/61 | 2-1/2"(65MM)DUAL PRESS REG RG.A/A,EXT EQUAL | 2754
HA4ADK/01 | 3/4"DUAL RESEATING RELIEF REGULATOR, RG.A/A | 1373
HA4ADK/21 | 1" DUAL RESEATING RELIEF REGULATOR RANGE A/A | 1504
HA4ADK/22 | 1"(25MM) DUAL RESEATING RELIEF REGULATOR RANGE A/B | 1504
HA4ADK/41 | 1-1/2" DUAL RESEATING RELIEF REGULATOR,RG. A/A | 2094
HA4ADK/42 | 1-1/2"(40MM) DUAL RESEATING RELIEF REG RANGE A/B | 2094
HA4ADK/72 | 3"(80MM)DUAL RESEATING RELIEF REG RANGE A/B | 3469
HA4ADK/82 | 4"(100MM)DUAL RESEATING RELIEF REG RANGE A/B | 4747
HA4ADK/A2 | 3/4"DUAL RESEATING RELF, RG A/B 25% RED | 1373
HA4ADK/B1 | 3/4"DUAL RESEATING RELIEF REG. RG. A/A 50% RED. | 1373
HA4ADM-4/31 | 1-1/4"(32MM)ELEC MOTR COMP DUAL REG(4-BOLT)RG A/A | 2936
HA4ADM/01 | 3/4"(20MM)ELECT MTR COMP. DUAL REG,RANGE A/A | 2504
HA4ADM/06 | 3/4" (20MM) ELECTRIC MOTOR COMP. DUAL REG, RG.V/A | 2720
HA4ADM/21 | 1"(25MM)ELECT MOTOR COMP. DUAL REG, RANGE A/A | 2635
HA4ADM/31 | 1-1/4"(32MM)ELEC.MOTOR COMP. DUAL REG, RANGE A/A | 2849
HA4ADM/41 | 1-1/2"(40MM)ELEC.MOTOR COMP. DUAL REG,RANGE A/A | 3225
HA4ADM/45 | 1-1/2"(40MM)ELEC.MOTOR COMP,DUAL,REG. RG.V/V | 3657
HA4ADM/51 | 2"(50MM)ELECT MOTOR COMP. DUAL REG,RANGE A/A | 3426
HA4ADM/61 | 2-1/2"(65MM)ELEC.MOTOR COMP. DUAL REG, RANGE A/A | 3832
HA4ADM/65 | 2-1/2"(65MM)ELEC.MOTOR COMP. DUAL REG, RANGE V/V | 4264
HA4ADM/67 | 2-1/2"(65MM)ELEC.MOTOR COMP. DUAL REG,RANGE V/B | 4048
HA4ADM/71 | 3"(80MM)ELECT MOTOR COMP. DUAL REG.,RG.A/A | 4600
HA4ADM/76 | 3"(80MM)ELECT MTR COMP DUAL REGULATOR,RGE V/A | 4816
HA4ADM/77 | 3"(80MM)ELECT.MOTOR COMP. DUAL REG,RG. V/B | 4816
HA4ADM/81 | 4"(100MM)ELECT MOTOR COMP. DUAL REG, RANGE A/A | 5878
HA4ADM/81E | 4"(100MM)ELEC,DUAL REG,RG.A/A,CE-CATI,MODA,EF100 | 5878
HA4ADM/86 | 4"(100MM)ELECTRIC MOTOR COMP. DUAL REG,RANGE V/A | 6094
HA4ADM/B1 | 3/4"(20MM)ELECT.MTR.DUAL REG.RG.A/A,50%RED. | 2504
HA4ADMZ/41 | 1-1/2"(40mm)ELEC.MOTOR COMP.DUALRG:A/A(PLATED) | 3408
HA4ADMZ/51 | 2"(50MM)ELEC.MOTOR COMP.DUAL RGA/A (PLATED) | 3609
HA4ADMZ/71 | 3"(80MM)ELEC. MOTOR COMP. DUAL RG.A/A PLATED | 4934
HA4ADP-4/31 | 1-1/4"(4-BOLT)PNEUMATIC DUAL REGULATOR, RANGE A/A | 1849
HA4ADP-4/36 | 1-1/4"(4-BOLT)PNEUMATIC DUAL REGULATOR, RANGE V/A | 2065
HA4ADP/01 | 3/4"(20MM) PNEUM.DUAL REG. RANGE A/A | 1417
HA4ADP/21 | 1"(25MM) PNEUMATIC DUAL REG. RANGE A/A | 1548
HA4ADP/22 | 1"(25MM)PNEUMATIC DUAL PRESS REG RANGE A/B | 1548
HA4ADP/25 | 1"(25MM) PNEUMATIC DUAL REG. RANGE V/V | 1980
HA4ADP/26 | 1"(25MM)PNEUMATIC DUAL REGULATOR, RANGE V/A | 1764
HA4ADP/31 | 1-1/4"(32MM)PNEUMATIC DUAL REG RANGE A/A | 1762
HA4ADP/35 | 1-1/4"(32MM)PNEUMATIC DUAL REGULATOR RANGE V/V | 2194
HA4ADP/36 | 1-1/4"(32MM)PNEUMATIC DUAL REGULATOR, RANGE V/A | 1978
HA4ADP/41 | 1-1/2"(40MM)PNEUMATIC DUAL REG RANGE A/A | 2138
HA4ADP/51 | 2"(50MM) PNEUMATIC DUAL REG. RANGE A/A | 2339
HA4ADP/52 | 2"(40MM) PNEUMATIC DUAL REG.RG.A/B | 2339
HA4ADP/61 | 2-1/2"(65MM)PNEUMATIC DUAL REG RANGE A/A | 2745
HA4ADP/62 | 2-1/2"(65MM)PNEUMATIC DUAL REG RANGE A/B | 2745
HA4ADP/71 | 3"(80MM)PNEUM. DUAL REGULATOR RANGE A/A | 3513
HA4ADP/72 | 3"(80MM)PNEUM.DUAL PRESSURE REGULATOR, RANGE A/B | 3513
HA4ADP/81 | 4"(100MM) PNEUMATIC DUAL REG. RANGE A/A | 4791
HA4ADPK/42 | 1-1/2" PNEU,DUAL REG. W/ K HP PILOT RG. A/B | 2221
HA4ADPK/62 | 2-1/2" PNEU,DUAL REG. W/ K HP PILOT RG. A/B | 2828
HA4ADPK/71 | 3"PNEU,DUAL REG.W/K HP PILOT,RG.A/A | 3596
HA4ADPK/72 | 3"PNEU,DUAL REG.W/K HP PILOT,RG.A/B | 3596
HA4ADPK/82 | 4" PNEU DUAL REG. W/ K HP PILOT RG. A/B | 4874
HA4ADPK/86 | 4" PNEU DUAL REG. W/ K HP PILOT RG. V/A | 5090
HA4ADQ-4/31 | 1-1/4"(32MM)4-BOLT ELEC DUAL REG.Q1:0-87 PSIG,RG.A | 1849
HA4ADQ/01 | 3/4"(20MM)ELECT DUAL REG. Q1: 0-87 PSIG,RANGE A | 1417
HA4ADQ/21 | 1" (25MM) ELECT DUAL REG. Q1:0-87 PSIG,RG.A | 1548
HA4ADQ/31 | 1-1/4"(32MM) ELECT DUAL REG.,Q1: 0-87 PSIG,RGE A | 1762
HA4ADQ/41 | 1-1/2"(40MM)ELECT DUAL REG.,Q1: 0-87 PSIG,RG.A | 2138
HA4ADQ/51 | 2"(50MM)ELECT DUAL REG. Q1: 0-87 PSIG, RANGE A | 3339
HA4ADQ/61 | 2-1/2" (65MM)ELECT DUAL Q1: 0-87 PSIG,RGE A | 2745
HA4ADQ/71 | 3"(80MM)ELECT DUAL REG. Q1:0-87 PSIG,RG.A | 3513
HA4ADQ/81 | 4"(100MM)ELECT DUAL REG. RG Q1:0-86PSIG,RG A | 4024
HA4ADQ/A1 | 3/4" (20MM) ELECTRONIC DUAL REG. Q1: 0-87 PSIG | 1417
HA4ADQ/B1 | 3/4" (20MM) ELECTRONIC DUAL REG. Q1: 0-87 PSIG | 1417
HA4ADQK/71 | 3"(80MM) DUAL PRESS, RESEAT,CONT RANGE Q1:0-87PSIG | 3596
HA4ADQS/21 | 1"(25MM)ELEC.DUAL REG,ELEC SO,Q1-0-87PSIG,RG A | 1919
HA4ADQS/31 | 1-1/4"(32MM)ELEC.DUAL REG,ELEC SO,Q1-0-87PSIG,RG A | 2133
HA4ADQS/51 | 2"(50MM)ELEC.DUAL REG.W/ ELEC.S.O.Q1-0-87PSIG,RG A | 2710
HA4ADQS/61 | 2-1/2"(65MM)ELEC DUAL REG.W/ELECT SHUTOFF Q:0-87PS | 3116
HA4ADQS/71 | 3"(80MM) ELEC DUAL/ELEC SHUT-OFF RG.A, Q1:0-87 PSI | 3884
HA4ADQS/81 | 4"(100MM)ELEC.DUAL REG.W/ELEC.S.O.Q1:0-87PSI ,RG A | 5162
HA4ADQZ/31 | 1-1/4"(32MM)ELEC DUAL Q1:0-87 PSI,RG.A,PLTD | 1864
HA4ADQZ/61 | 2-1/2"(65MM)ELEC DUAL Q1:0-87 PSI,RG.A,PLTD | 3027
HA4ADS/01 | 3/4"(20MM)DUAL REG W/ ELECTRIC SHUT-OFF,RG A/A | 1661
HA4ADS/21 | 1"(25MM)DUAL PRESS REG. W/ ELECT SHUT-OFF,RGE A/A | 1792
HA4ADS/22 | 1"(25MM)DUAL PRESS REG W/ELEC SHUT-OFF RANGE A/B | 1792
HA4ADS/24 | 1"(25MM)DUAL PRESS REG W/ELEC SHUT-OFF RANGE B/B | 1792
HA4ADS/26 | 1"(25MM)DUAL PRESS REG. W/ELECTRIC SHUT-OFF,RG.V/A | 2008
HA4ADS/31 | 1-1/4"(32MM)DUAL PRES.REG. W/ELEC SHUT-OFF,RG.A/A | 2006
HA4ADS/31E | 1-1/4"(32MM)DUAL ELEC ,RG.A/A,CE-CATI,MODA,EF100 | 2006
HA4ADS/36 | 1-1/4"(32MM)DUAL PRES REG. W/ELEC SHUT-OFF,RG.V/A | 2222
HA4ADS/41 | 1-1/2"(40MM)DUAL PRES REG. W/ELEC SHUT-OFF,RG.A/A | 2382
HA4ADS/44 | (NO BOM)1-1/2"(40MM)DUAL PRESS.REG.W/ELEC SO,RGB/B | 2382
HA4ADS/51 | 2"(50MM)DUAL PRESS REG. W/ELEC SHUT-OFF,RG.A/A | 2583
HA4ADS/52 | 2"(50MM)DUAL PRESS REG. W/ELEC SHUT-OFF,RG.A/B | 2583
HA4ADS/61 | 2-1/2"(65MM)DUAL PRESS REG W/ELEC SHUT-OFF,RG A/A | 2989
HA4ADS/64 | 2-1/2"(65MM)DUAL PRES REG. W/ ELEC SHUT-OFF RG.B/B | 2989
HA4ADS/71 | 3"(80MM)DUAL PRESS REG. W/ELEC SHUT-OFF,RG A/A | 3757
HA4ADS/81 | 4"(100MM)DUAL PRESS REG.W/ ELEC-SHUT OFF,RG.A/A | 5035
HA4ADS/B1 | 3/4"(20MM)DUAL REG.ELEC SHUT-OFF,RG.A/A,50% PORT | 1661
HA4ADSP/71 | 3"(80MM)DUAL REGULATOR ELEC SHUT-OFF PNEU COMP | 3884
HA4ADSZ/01 | 3/4" (20MM) DUAL PRES ELEC S/O RG A, PLTD | 1763
HA4ADSZ/31 | 1-1/4"(32MM)DUAL PRES REG W/ELEC SHUT-OFF RG.A PLT | 2108
HA4ADSZ/41 | 1-1/2"DUAL PRES.REG.W/ELEC.SHUT-OFF,RG.A/A,PLTD | 2565
HA4ADSZ/51 | 2"(50MM)DUAL REG W/ELEC SHUT-OFF,RG.A/A,PLT | 2766
HA4ADSZ/61 | 2-1/2"(65MM)DUAL PRESS REG,ELEC SO,RG A/A, PLT | 3271
HA4ADZ/01 | 3/4"(20MM)DUAL PRESSURE REG. RANGE A/A,"PLATED" | 1392
HA4ADZ/21 | 1"(25MM)DUAL PRESSURE REG. RANGE A/A, "PLATED" | 1523
HA4ADZ/31 | 1-1/4"(32MM)DUAL PRESSURE REG. RANGE A/A, "PLATED" | 1737
HA4ADZ/41 | 1-1/2"(40MM)DUAL PRESSURE REG. RANGE A/A, "PLATED" | 2194
HA4ADZ/51 | 2"(50MM)DUAL PRESSURE REG. RANGE A/A, "PLATED" | 2395
HA4ADZ/61 | 2-1/2"(65MM)DUAL PRESS REG. RANGE A/A, PLT | 2900
HA4ADZ/71 | 3"(80MM)DUAL PRESSURE REG. RANGE A/A, "PLATED" | 3720
HA4ADZ/81 | 4"(100MM)DUAL PRESSURE REG. RANGE A/A, "PLATED" | 5153
HA4ADZ/B1 | REG,3/4"50%DUAL R/A-A,PLT | 1392
HA4AE/31 | 1-1/4" PRESSURE REG. RG.A, W/ EXTERNAL EQUAL | 1204
HA4AE/33 | 1-1/4" PRESSURE REG. RG. B , W/ EXTERNAL EQUAL | 1204
HA4AE/41 | 1-1/2" PRESSURE REG RG.A, W/ EXTERNAL EQUAL | 1580
HA4AE/51 | 2"(50MM)PRESSURE REG. RG.A W/EXTERNAL EQUAL | 1781
HA4AE/53 | 2"(50MM) PRESSURE REG. RG.B, W/EXTERNAL EQUAL | 1781
HA4AK-4/31 | 1-1/4"(32MM)4-BLT RESEAT RELIEF REG.RG.A | 1038
HA4AK/01 | 3/4"(20MM)RESEATING RELIEF REG RANGE A | 606
HA4AK/03 | 3/4"(20MM)RESEATING RELIEF REG RANGE B | 606
HA4AK/06 | 3/4"(20MM) RESEATING RELIEF REG, RG. D | 606
HA4AK/21 | 1"(25MM) RESEATING RELIEF REG. RANGE A | 737
HA4AK/23 | 1"(25MM)RESEATING RELIEF REGULATOR RANGE B | 737
HA4AK/26 | 1"(25MM) RESEATING RELIEF REG. RANGE D | 737
HA4AK/31 | 1-1/4"(32MM) RESEATING RELIEF REG. RANGE A | 951
HA4AK/31E | 1-1/4"(32MM)RST RELF VLV.RG.A CE-CAT.I,MOD.A,EF100 | 951
HA4AK/33 | 1-1/4"(32MM) RESEATING RELIEF REG. RANGE B | 951
HA4AK/41 | 1-1/2"(40MM)RESEAT RELIEF REG. RANGE A: | 1327
HA4AK/41E | 1-1/2"(40MM)RESEA RLF REG,RG.A(P),CATII,MODH,EF101 | 1327
HA4AK/43 | 1-1/2"(40MM)RESEAT RELIEF REG. RANGE B: | 1327
HA4AK/51 | 2"(50MM) RESEATING RELIEF REG. RANGE A: | 1528
HA4AK/51E | 2"(50MM)RESEAT RLF REG.RG.A,CAT.II,MOD H,EF101 | 1528
HA4AK/53 | 2"(50MM) RESEATING RELIEF REG. RANGE B: | 1528
HA4AK/61 | 2-1/2"(65MM) RESEATING RELIEF REG. RANGE A: | 1934
HA4AK/63 | 2-1/2"(65mm)RESEATING RELIEF REG., RANGE B | 1934
HA4AK/71 | 3"(80MM) RESEATING RELIEF REG. RANGE A: | 2702
HA4AK/73 | 3"(80"MM)RESEATING RELIEF REGULATOR, RANGE B | 2702
HA4AK/76 | 3" (80MM) RESEATING RELIEF REGULATOR, RANGE D | 2702
HA4AK/81 | 4"(100MM)RESEATING RELIEF REG. RANGE A: | 3980
HA4AK/83 | 4"(100MM)RESEATING RELIEF REG. RANGE B: | 3980
HA4AK/A1 | 3/4"(20MM)RESEAT RELF REG,25%RED,RG.A | 606
HA4AK/A3 | 3/4"(20MM)RESEAT RELF REGw/25%RED. RG.B | 606
HA4AK/B1 | 3/4"(20MM)RESEAT RELIEF REG 50%RED PORT,RG A | 606
HA4AK/B3 | 3/4"(20MM) RESEAT RELIEF REG 50% REDUCED PORT RG.B | 606
HA4AKS/01 | 3/4"(20MM)RESEATING RELF W/ ELEC SHUT-OFF, RG.A | 977
HA4AKS/21 | 1"(25MM)RESEAT RELIEF REG. W/ELECT SHUT-OFF,RG.A | 1108
HA4AKS/31 | 1-1/4"(32MM)RESEAT RELIEF REG,ELECT SO,RG.A | 1322
HA4AKS/61 | 2-1/2"(65MM)RESEATING RELF REG,W/ELEC,RG.A | 2305
HA4AKS/81 | 4"(80MM)RESEATING RELF W/ ELEC SHUT-OFF, RG.A | 4351
HA4AKS/81E | 4"(80MM) RESEAT RLF W/ELEC, RG.A,CATII,MOD.H,EF101 | 4351
HA4AKS/A1 | 3/4"(20MM)RESEATING RELF,ELEC SO,RG.A,25%VPORT | 977
HA4AKZ/01 | 3/4"(20MM)RESEATING RELIEF REG. "PLATED", RANGE A | 708
HA4AKZ/03 | 3/4" (20mm)RESEATING RELIEF RG. B, PLT | 708
HA4AKZ/21 | 1"(25MM)RESEATING RELIEF REG. "PLATED", RANGE A | 839
HA4AKZ/23 | 1"(25MM)RESEAT RELIEF REG, RG. B PLT | 839
HA4AKZ/31 | 1-1/4"(32MM)RESEATING RELIEF REG. RG. A,PLT | 1053
HA4AKZ/41 | 1-1/2"(40MM)RESEATING RELIEF REG. RANGE A,"PLATED" | 1510
HA4AKZ/61 | 2-1/2"(65MM)RESEATING REILEF REG. RANGE A,"PLATED" | 2216
HA4AKZ/71 | 3"(80MM)RESEATING RELIEF REG. RANGE A, "PLATED" | 3036
HA4AKZ/81 | 4"(100MM)RESEATING RELIEF REG. RANGE A, "PLATED" | 4469
HA4AKZ/A1 | 3/4" RESEAT RELIEF REG, RG.A 25% RED,PLT | 708
HA4AKZ/B1 | 3/4"(20MM)RESEAT RELIEF REG.50% RED.PORT,RG.A,PLTD | 708
HA4AL-4/31 | 1-1/4"(32MM)DIFF.PRESS REG. RGE.A(4-BOLT) | 1212
HA4AL/01 | 3/4"(20MM)DIFFERENTIAL PRES. REGULATOR RANGE A | 780
HA4AL/03 | 3/4"(20MM) DIFFERENTIAL PRESSURE REGULATOR RANGE B | 780
HA4AL/21 | 1"(25MM) DIFFERENTIAL PRESSURE REGULATOR RANGE A | 911
HA4AL/23 | 1"(25MM) DIFF.PRESS REG. RANGE B: 30 TO 300 PSIG | 911
HA4AL/31 | 1-1/4"(32MM)DIFFERENTIAL PRES. REGULATOR RANGE A | 1125
HA4AL/31E | 1-1/4"(32MM)DIFF.REG.RG.A CE-CAT.I,MOD.A,EF100 | 1125
HA4AL/41 | 1-1/2"(40MM)DIFFERENTIAL PRES. REGULATOR RANGE A | 1501
HA4AL/41E | 1-1/2"(40MM)DIF.PRES.REG.R.A CE-CAT.II,MOD.H,EF101 | 1501
HA4AL/51 | 2"(50MM)DIFFERENTIAL PRESSURE REGULATOR, RANGE A | 1702
HA4AL/51E | 2"(50MM)DIFF.PRES.REG.RG.A CE-CAT.II,MOD.H,EF 101 | 1702
HA4AL/61 | 2-1/2(65MM)DIFFERENTIAL PRES. REGULATOR RANGE A | 2108
HA4AL/61E | 2-1/2"(65MM)DIFF PRES. RG.A CE-CATII MOD H EF101 | 2108
HA4AL/71 | 3"(80MM)DIFFERENTIAL PRESSURE REGULATOR RANGE A | 2876
HA4AL/71E | 3"(80MM)DIFF.REG.RG.A CE-CAT.II,MOD H,EF 101 | 2876
HA4AL/81 | 4"(100MM) DIFF. PRESSURE REGULATOR, RANGE A | 4154
HA4AL/81E | 4"(100MM) DIFF. PRESSURE REGULATOR, RG A, CATII,MO | 4569
HA4AL/A1 | 3/4"(20MM)DIFF PRES. REG.W/25% RED.PORT,RG.A | 780
HA4AL/B1 | 3/4"(20MM)DIF"L PRES.REG. W/50% RED.PORT RGE A | 780
HA4AL/B3 | 3/4"(20MM)DIFFERENTIAL PRESS REG RG.B 50% RED PORT | 780
HA4ALE/01 | 3/4"(20MM)DIFF PRESS. W/EXTERNAL EQUAL.RANGE A | 780
HA4ALE/21 | 1"(25MM)DIFF PRESS REG W/EXTERNAL EQUAL RG.A | 911
HA4ALE/31 | 1-1/4"(32MM)DIFF PRESS REG W/EXTERNAL EQUAL RG.A | 1125
HA4ALE/41 | 1-1/2"(40mm)DIFF PRESS REG.W/EXT EQUAL.RANGE A | 1501
HA4ALE/A1 | 3/4"(20MM)DIFF.PRESS REG. W/EXT.CONN.W/25% REDUCED | 780
HA4ALE/B1 | 3/4"(20MM)DIFF PRESS REG W/EXT.CONN W/50% RED | 780
HA4ALK/01 | 3/4"(20MM)DIFF. PRESS. REG. RESEATING RELF, RG.A | 863
HA4ALS/21 | REGULATOR,1" DIFFR. W/OPEN R/A | 1282
HA4ALS/31 | 1-1/4"(32MM)DIFFERENTL REG W/ELECTRC SHUTOFF,RNG A | 1496
HA4ALS/41 | 1-1/2"(40MM)DIFF PRESS REG,W/ELECTRIC SHUTOFF,RG.A | 1872
HA4ALS/51 | 2"(50MM)DIFFERENTL PRESS.REG. W/ELECTRC SHUTOFF,RG | 2073
HA4ALS/61 | 2-1/2"(65mm)PRESS REG W/ELEC SHUT-OFF/DIFF PRESS | 2479
HA4ALS/71 | 3" (80MM) PRESS REG W/ELEC SHUT-OFF/DIFF PRESS | 3247
HA4ALS/81 | 4"(100MM)DIFF PRESS REG. W/ ELEC SHUT-OFF,RG.A | 4525
HA4ALZ/01 | 3/4"(20MM)DIFFRENTIAL PRESS REG.,RNG A,PLATED | 882
HA4ALZ/21 | 1"(25MM)DIFF PRESSURE REG.,RANGE A, "PLATED" | 1013
HA4ALZ/31 | 1-1/4"(32MM)DIFF.PRESS. REG.,RANGE A, "PLATED" | 1227
HA4ALZ/41 | 1-1/2"(40MM)DIFF.PRESS. REG.RANGE A, PLATED | 1684
HA4ALZ/51 | 2"(50MM)DIFF.PRESS. REG.,RANGE A,PLATED | 1885
HA4ALZ/61 | 2-1/2"(65MM)DIFFERENTIAL PRESSURE REGULATOR,RANGE | 2390
HA4ALZ/71 | 3"(80MM)DIFF PRESS REGULATOR,RG A,PLATED | 3210
HA4ALZ/81 | 4"(100MM)DIFF PRESS REG,RG A,PLATED | 4643
HA4ALZ/B1 | REG 3/4" DIFFL R/A PLT | 882
HA4AM-4/31 | 1-1/4"(32MM)ELEC.MTR COMP. REG,RG. A(4-BOLT) | 2169
HA4AM/01 | 3/4"(20MM) ELECT.MOTOR COMP. REGULATOR, RANGE A | 1737
HA4AM/21 | 1"(25MM)ELECT.MOTOR COMP. REGULATOR, RANGE A | 1868
HA4AM/25 | 1"(25mm)ELECT.MTR.COMP.REG.RG.V | 2084
HA4AM/31 | 1-1/4"(32MM) ELECT. MOTOR COMP REGULATOR, RANGE A | 2082
HA4AM/35 | 1-1/4"(32MM) ELECT. MOTOR COMP REGULATOR,RG V | 2298
HA4AM/35E | 1-1/4"(32mm)ELEC MTR CMP.RG.V,CE-CAT I MOD.A EF100 | 2298
HA4AM/41 | 1-1/2"(40MM) ELECT. MOTOR COMP REGULATOR, RANGE A | 2458
HA4AM/51 | 2"(50MM)ELECT MOTOR COMP REGULATOR, RANGE A | 2659
HA4AM/55 | 2"(50mm)ELECT MOTOR COMP REG. RANGE V | 2875
HA4AM/61 | 2-1/2"(65MM)ELEC MTR COMP. REGULATOR, RANGE A | 3065
HA4AM/63 | 2-1/2"(65MM)ELECT MOTOR COMP REGULATOR,RG.B | 3065
HA4AM/71 | 3"(80MM) ELECTRIC MOTOR COMP. REGULATOR, RANGE A | 3833
HA4AM/75 | 3"(80MM) ELECTRIC MOTOR COMP REGULATOR, RANGE V | 4049
HA4AM/81 | 4"(100MM) ELECTRIC MOTOR COMP. REGULATOR, RANGE A | 5111
HA4AM/85 | 4"(100MM) ELECTRIC MOTOR COMP. REG, RG. V | 5327
HA4AM/B1 | 3/4"(20MM)ELECT MOTOR COMP REG 50% REDUCED RG.A | 1737
HA4AM/B5 | 3/4"(20MM)ELECT.MTR.COMP.G.,REG.V,50%REDUCED | 1953
HA4AMS/01 | 3/4"(20MM)ELEC.MTR COMP.REG W/ELEC SHUT-OFF,RG.A | 2108
HA4AMS/21 | 1"(25MM)ELECT MOTOR COMP. REG,W/ELECT SHUTOFF RGA | 2239
HA4AMS/31 | 1-1/4"(32MM)ELEC.MOT.COMP.REG W/ ELEC SHUTOFF,RGA | 2453
HA4AMS/41 | 1-1/2"(40MM)ELEC.MOT.COMP.REG. W/ELEC SHUT-OFF,RGA | 2829
HA4AMS/45 | 1-1/2"(40MM)ELEC.MOT.COMP.REG W/ELEC SHUT-OFF,RG.V | 3045
HA4AMS/51 | 2"(50MM)ELECT.MTR COMP.REG W/ELEC SHUT-OFF,RG.A | 3030
HA4AMS/61 | 2-1/2"(65MM)ELEC.MOT.COMP.REG W/ELEC SHUT-OFF,RG.A | 3436
HA4AMS/71 | 3"(80MM)ELEC MTR COMP.REG W/ELEC SHUT-OFF,RG.A | 4204
HA4AMS/71E | 3"(80MM)ELC MTR,W/ELEC RG.A,CE-CATII,MODH EF101 | 4204
HA4AMS/81 | 4"(100MM)ELEC.MTR COMP.REG W/ELEC SHUT-OFF,RG.A | 4204
HA4AMS/85 | 4"(100MM)ELEC.MOTOR COMP.REG W/ELEC SHUT-OFF,RG.V | 5698
HA4AMS/B1 | 3/4"(20MM)ELEC,MTR.COMP.W/ELEC SHUT-OFF,50%RED | 2108
HA4AO-4/31 | 1-1/4"(32MM)OUTLET PRESS. REG.(4-BOLT) RANGE V | 1341
HA4AO-4/33 | 1-1/4"(32MM)OUTLET REGULATOR RANGE B (4-BOLT) | 1341
HA4AO/01 | 3/4" (20MM) OUTLET PRESSURE REGULATOR, RANGE V | 909
HA4AO/03 | 3/4"(20MM) OUTLET PRESSURE REGULATOR RANGE B | 909
HA4AO/21 | 1"(25MM) OUTLET PRESSURE REGULATOR RANGE V | 1040
HA4AO/23 | 1"(25MM) OUTLET PRESSURE REGULATOR RANGE B | 1040
HA4AO/31 | 1-1/4"(32MM) OUTLET PRESSURE REGULATOR RANGE V | 1254
HA4AO/31E | 1-1/4"(32MM)OUTLET REG.RG.V CAT.I,MOD A,EF 100 | 1254
HA4AO/33 | 1-1/4"(32MM) OUTLET PRESSURE REGULATOR RANGE B | 1254
HA4AO/33E | 1-1/4"(32MM)OUTLET REG.RG.B CE-CAT.I,MOD A,EF 100 | 1254
HA4AO/41 | 1-1/2"(40MM) OUTLET PRESSURE REGULATOR RANGE V | 1630
HA4AO/41E | 1-1/2"(40MM)OUTLET REG.RG.V CE-CAT.II,MOD.H,EF 101 | 1630
HA4AO/43 | 1-1/2"(40MM) OUTLET PRESSURE REGULATOR RANGE B | 1630
HA4AO/43E | 1-1/2"(40MM)OUTLET REG.RG.B, CE-CAT.II,MOD.H,EF101 | 1630
HA4AO/51 | 2"(50MM) OUTLET PRESSURE REGULATOR RANGE V | 1831
HA4AO/51E | 2"(50MM)OUTLET PRESS.REG. CE-CAT.II,MOD.H,EF101 | 1831
HA4AO/53 | 2" (50MM) OUTLET PRESSURE REGULATOR RANGE B | 1831
HA4AO/53E | 2"(50MM)OUTLET REG.RG.B CE-CAT.II,MOD.H.EF101 | 1831
HA4AO/61 | 2-1/2"(65MM) OUTLET PRESSURE REGULATOR RANGE V | 2237
HA4AO/61E | 2-1/2"(65MM)OUTLET REG,RG.V CE-CAT.II,MOD.H,EF 101 | 2237
HA4AO/63 | 2-1/2" (65MM) OUTLET PRESSURE REGULATOR, RANGE B | 2237
HA4AO/71 | 3"(80MM) OUTLET PRESSURE REGULATOR RANGE V | 3005
HA4AO/71E | 3"(80MM)OUTLET REG.RG.V CE-CAT.II,MOD.H,EF101 | 3005
HA4AO/73 | 3"(80MM) OUTLET PRESSURE REGULATOR RANGE B | 3005
HA4AO/81 | 4"(100MM) OUTLET PRESSURE REGULATOR RANGE V | 4283
HA4AO/83 | 4"(100MM)OUTLET PRESSURE REGULATOR, RANGE B | 4283
HA4AO/A1 | 3/4"(20MM) OUTLET PRES REG W/25% RED. RG.V | 909
HA4AO/A3 | 3/4"(20MM)OUTLET PRES REG. 25% REDUCED PORT,RG:B | 909
HA4AO/B1 | 3/4"(20MM)OUTLET PRES REG. 50% REDUCD PORT,RG V | 909
HA4AO/B3 | 3/4"(20MM)OUTLET PRESS REG. 50% RED PORT,RG.B | 909
HA4AOA/73 | 3" (80MM) INLET/OUTLET REGULATOR RG. A/B | 3943
HA4AOAMS/61 | 2-1/2"(65mm)INLET/OUTLET MOTOR COMP, RG. V/A | 4635
HA4AOAS/01 | 3/4" INLET/OUTLET REG. W/ELEC SHUT-OFF, RG.A/V | 2093
HA4AOAS/21 | 1"INLET/OUTLET REG.W/ELEC.SHUT-OFF,RG.A/V | 2224
HA4AOAS/31 | 1-1/4"INLET/OUTLET REG.W/ELECT SHUT-OFF,RG.A/V | 2438
HA4AOAS/31E | 1-1/4"(32mm)OUTLET,ELEC,RG A/V,CE-CATI,MODA,EF100 | 2438
HA4AOAS/34 | 1-1/4"INLET/OUTLET REG.W/ELECT SHUT-OFF,RG.B/B | 2438
HA4AOAS/41 | 1-1/2"(40MM)OUTLET REG. W/ELECT.SHUT-OFF.RG.A/V | 2814
HA4AOAS/43 | 1-1/2"(40mm)INLET/OUTLET REG.W/ELECT SO,RG A/B | 2814
HA4AOAS/44 | 1-1/2"(40mm)INLET/OUTLET REG.W/ELECT SO,RG B/B | 2814
HA4AOAS/51 | 2"(50MM)OUTLET REG.W/ELEC. SHUT-OFF RG. A/V | 3015
HA4AOAS/61 | 2-1/2" INLET/OUTLET REG.W/ELEC SHUT-OFF,RG.A/V | 3421
HA4AOAS/63 | 2-1/2"(65MM)INLET/OUTLET REG.W/ELEC SO,RG.A/B | 3421
HA4AOAS/71 | 3"INLET/OUTLET REG. W/ELECT. SHUT-OFF RG. A/V | 4189
HA4AOAS/81 | 4" INLET/OUTLET REG. W/ELECT. SHUT-OFF RG.A/V | 5467
HA4AOB/41 | 1-1/2"(40MM)OUTLET REG.W/WIDE OPEN FEATURE,RNG V | 2001
HA4AOB/43 | 1-1/2"(40MM)OUTLET REG.W/ WIDE OPEN,RG. B | 2001
HA4AOB/53 | 2"(50MM)OUT. PRESS REG. W/WIDE OPEN FEAT,RGE B | 2202
HA4AOB/61 | 2-1/2" (65MM) OUTLET REGULATOR W/WIDE OPEN RANGE V | 2608
HA4AOB/73 | 3"(75MM)OUTLET PRESSURE REG,RG B,WIDE OPEN | 3376
HA4AOE/01 | 3/4" OUTLET PRESS.REG.W/ EXT EQUALIZER,RANGE V | 909
HA4AOE/03 | 3/4"(20MM)OUTLET PRESS.REG. W/EXT.EQUAL.,RG.B | 909
HA4AOE/21 | 1"(25MM)OUTLT. PRES.REG. W/ EXTERNAL EQUAL,RGE V | 1040
HA4AOE/23 | 1"(25MM)OUTLET PRES.REG.W/ EXTERNAL EQUALIZER,RG.B | 1040
HA4AOE/31 | 1-1/4"(32MM)OUT PRES.REG. W/EXT.EQUAL RG V | 1254
HA4AOE/41 | 1-1/2"OUTLET PRES.REG W/ EXTERN EQUALIZ RGE V | 1630
HA4AOE/51 | 2"(50MM)OUTLT PRES.REG.W/ EXT EQUALZR RG V | 1831
HA4AOE/61 | 2-1/2"(65MM)OUT. PRES. REG. W/EXTERN EQUAL RGE V | 2237
HA4AOE/71 | 3"(80MM)OUTLET PRES.REG.W/ EXT EQUALIZER,RG.V | 3005
HA4AOE/A1 | 3/4"(20MM)PRES REG.W/ EXT.EQUAL.25%RED.PLUG,RG.V | 909
HA4AOE/B1 | 3/4"20MM OUTPRES.REG.W/EXT EQUAL,RGE V,50% RED PT | 909
HA4AOEPS/01 | 3/4" OUTLET PRESS REG,EXT,PNEU,SHUT-OFF, RG.V | 1407
HA4AOES/01 | 3/4"(20MM)REG.W/ELECT.S/O W/EXTERN EQLZ,RGE V | 1280
HA4AOES/03 | 3/4"(20MM)OUT PRES.REG.W/EX EQU.&ELEC.SHUT-OFF,RGB | 1280
HA4AOES/21 | 1"(25MM)OUT REG.W/ELECT SHUT-OFF W/EXT.EQUAL RGE.V | 1411
HA4AOES/23 | 1"(25MM)OUT REG.W/ELECT SHUT-OFF W/EXT.EQUAL RG.B | 1411
HA4AOES/31 | 1-1/4"(32MM)OUT REG. RG.V,W/ELECT SO,W/EXT.EQ | 1625
HA4AOES/33 | 1-1/4"(32MM)OUT REG. RG.B,ELECT SO,W/EXT.EQ | 1625
HA4AOES/41 | 1-1/2"(40MM)OUT REG.W/ELEC. SHUT-OFF,W/ EXT.EQ. RG | 2001
HA4AOES/43 | 1-1/2"(40mm)OUT REG.W/ELEC SHUT-OFFW/EXT EQ,RG.B | 2001
HA4AOES/51 | 2"(50MM)OUTLET REG.W/ELECT SHUT-OFF,W/EXT.EQUALIZE | 2202
HA4AOES/53 | 2"(50MM)OUTLET REG.W/ELEC SHUT-OFF,W/EXT.EQ,RG.B | 2202
HA4AOES/61 | 2-1/2"(65MM)OUT REG.W/ELEC. SHUT-OFF,W/EXT.EQ.RG.V | 2608
HA4AOES/81 | 4"(100MM)OUT REG W/ELEC SHUT-OFF W/EXT EQ RG.V | 4654
HA4AOES/A1 | 3/4"(20MM)OUTLET REG.W/ELEC.,W/EXT.EQUAL,25% RED | 1280
HA4AOES/B1 | 3/4"(20MM)REG.W/ELEC.S.OFF W/EXT.EQ.RG.V,50%RED | 1280
HA4AOES/B3 | 3/4"(20MM)REG W/ELEC SHUT-OFF W/EXT EQ RG.B 50%RED | 1280
HA4AOESX/01 | 3/4"(20mm)OUTLET PRES.,W/ELEC/RG. V,EXP 115V | 2146
HA4AOESX/21 | 1"(25mm)OUTLET PRESS W/ELEC,RG.V,EXPL PROOF,115V | 2277
HA4AOESX/41 | 1-1/2"(40MM)OUT PRES REG ELEC,RG.V, EXPL 115V | 2867
HA4AOESX/51 | 2" (50MM) OUT PRES REG ELEC RG.V EXPL PROOF 115V | 3068
HA4AOESX/61 | 2-1/2"(65MM)OUTLET PRESS,ELEC RG.V EXP 115V | 3474
HA4AOESX/71 | 3"(80MM)OUTLET PRESS,ELEC RG.V EXP 115V | 4242
HA4AOLE/01 | 3/4"(20mm)DIFF OUTLET REG W/EXT EQUAL RG.V | 1166
HA4AOLE/33 | 1-1/4"(32MM)DIFF.OUTLET REG.W/EXT.EQUAL,RG. B | 1511
HA4AOLE/A1 | 3/4"(20mm)DIFF OUTLET REG. W/EXT EQ.25%RED., RG V | 1166
HA4AOMS/61 | 2-1/2"OUTLET MOTOR COMP.W/ELEC.SHUT-OFF,RG.V | 3822
HA4AOMS/71 | 3"OUTLET MOTOR COMP.W/ELEC.SHUT-OFF,RG.V | 4590
HA4AOMS/A1 | 3/4"OUTLET MTR.COMP.W/ELEC.SHUT-OFF,25%RED.RG.V | 2494
HA4AOP/01 | 3/4"(20MM)PNEUMATIC COMP.OUTLET REGULATOR, RG V. | 1036
HA4AOP/21 | 1"(25MM)PNEUMATIC COMP OUTLET REG.,RG.V | 1167
HA4AOP/41 | 1-1/2"(40MM) PNEUMATIC COMP OUTLET REGULATOR, RG V | 1757
HA4AOP/71 | 3"(80MM) PNEUMATIC COMP. OUTLET REGULATOR RANGE V | 3132
HA4AOP/81 | 4" (100MM) PNEUMATIC COMP OUTLET REGULATOR RANGE V | 4410
HA4AOP/A1 | 3/4"(20mm)PNEUM OUTLET REG. RG.V,25% REDUCED PORT | 1036
HA4AOPS/01 | 3/4"(20MM)PNEUM.OTLT PRESS.REG.W/ELEC-SHUTOFF,RG.V | 1407
HA4AOPS/21 | 1"(25MM)PNEUM,OUTLT PRES REG.W/ELEC SHUT-OFF, RG.V | 1538
HA4AOPS/31 | 1-1/4" (32MM) HA4AOPS PRESS REG, RG V, OUTLET W/ P | 1752
HA4AOPS/41 | 1-1/2"(40mm)PNEUM OUTLET PRES .ELEC SHUT-OFF,RG.V | 2128
HA4AOPZ/01 | 3/4"(20MM)PNEUM OUTLET PRES.W/ELEC, RG.V, PLATED | 1138
HA4AOS-4/31 | 1-1/4"(32MM)OUTLET REG.W/ELEC SHUT-OFF,RG V(4-BOLT | 1712
HA4AOS/01 | 3/4"(20MM)OUTLET REG.W/ELECT. SHUT-OFF, RANGE V | 1280
HA4AOS/03 | 3/4"(20MM)OUTLET REG. W/ELECT. SHUT-OFF, RANGE B | 1280
HA4AOS/06 | 3/4"(20MM)PRESS REG RG D, ELEC S/O & OUTLET PRES | 1280
HA4AOS/21 | 1"(25MM)OUTLET REG W/ ELECTRIC SHUT-OFF, RANGE V | 1411
HA4AOS/23 | 1"(25MM)OUTLET REG.W/ELECTRIC SHUT-OFF, RANGE B | 1411
HA4AOS/31 | 1-1/4"(32MM)OUTLET REG.W/ELECT SHUT-OFF, RANGE V | 1625
HA4AOS/31E | 1-1/4"(32MM)OUTLET REG,ELECT,RG V,CATI,MODA,EF100 | 1625
HA4AOS/33 | 1-1/4"(32MM)OUTLET REG.W/ELECT SHUT-OFF, RANGE B | 1625
HA4AOS/33E | 1-1/4"(32MM)OUTLET REG,ELEC,RG B,CATI,MODA,EF100 | 1625
HA4AOS/36 | 1-1/4"(32mm)OUTLET REG. W/ELECT SHUT-OFF, RG.D | 1625
HA4AOS/41 | 1-1/2"(40MM)OUTLET REG.W/ELECT SHUT-OFF, RANGE V | 2001
HA4AOS/41E | 1-1/2"(40MM)OUT REG,ELEC,RG.V(P),CATII,MODH,EF101 | 2001
HA4AOS/43 | 1-1/2"(40MM)OUTLET REG.W/ELECT SHUT-OFF, RANGE B | 2001
HA4AOS/51 | 2" (50MM) OUTLET REG. W/ELECTRIC SHUT-OFF, RG V | 2202
HA4AOS/51E | 2"REG,W/ELEC SHUT R/O CE.CAT.II,MOD.H,EF101 | 2202
HA4AOS/53 | 2"(50MM)OUTLET REG.W/ELECTRIC SHUT-OFF, RANGE B | 2202
HA4AOS/56 | 2"(50MM)OUTLET REG. W/ELEC SHUT-OFF,RANGE D | 2202
HA4AOS/61 | 2-1/2"(65MM)OUTLET REG.W/ELECT SHUT-OFF, RANGE V | 2608
HA4AOS/61E | OUTLET REG.65MM,ELEC.SHUT-OF,CE-CAT.Il,MOD.H,EF101 | 2608
HA4AOS/63 | 2-1/2"(65MM)OUTLET REG.W/ELECT SHUT-OFF, RANGE B | 2608
HA4AOS/71 | 3"(80MM)OUTLET REG.W/ELECTRIC SHUT-OFF, RANGE V | 3376
HA4AOS/73 | 3"(80MM)OUTLET REG. W/ELECTRIC SHUT-OFF, RANGE B | 3376
HA4AOS/81 | 4"(100MM)OUTLET REG.W/ELECTRIC SHUT-OFF, RANGE V | 4654
HA4AOS/83 | 4"(100MM)OUTLET REG.W/ELECTRIC SHUT-OFF, RANGE B | 4654
HA4AOS/A1 | 3/4"(20MM)OUTLET REG.W/ELECT.SHT-OFF, RG. V,25%RED | 1280
HA4AOS/A3 | 3/4"(20MM)OUT REG.W/ELECT. SHT-OFF,RGE B,25% RED.P | 1280
HA4AOS/B1 | 3/4"(20MM)OUTLET REG.W/ELEC SHUT-OFF,RG,V,50%RED.P | 1280
HA4AOS/B3 | 3/4"(20MM)OUTLET REG.W/SHUT- OFF RG B 50% RED PORT | 1280
HA4AOSB/01 | 3/4"(20MM)OUTLET REG.ELEC SHUT-OFF,WIDE OPEN.RG.V | 1443
HA4AOSB/21 | 1"(25mm)OUTLET REG W/ELEC SHUT-OFF WIDE OPEN RG V | 1574
HA4AOSB/23 | 1"(25mm)OUTLET REG.W/ELEC SHUT-OFF,WIDE OPEN,RG.B | 1574
HA4AOSB/26 | 1"(25mm) OUTLET REG W/ELEC SHUT-OFF WIDE OPEN RG.D | 1574
HA4AOSB/31 | 1-1/4"(32MM)OUTLET REG,RG.V,ELEC SO,WIDE OPEN | 1788
HA4AOSB/81 | 4"(100MM)OUTLET,ELEC SHUT-OFF,WIDE OPEN, RANGE V | 4817
HA4AOSBZ/41 | 1-1/2(40mm)OUTLET REG.W/ELEC SHUT,WD OPEN,RGV,PLTD | 2347
HA4AOSBZ/81 | 4"(100MM)OUTLET,ELEC SHUT-OFF,WIDE OPEN, RG V,PLTD | 5306
HA4AOSX/01 | 3/4"(20MM)OUTLET REG.W/ELEC,W/EXT EXP,115V,RG.V | 2146
HA4AOSX/21 | 1"(25MM) OUTLET REG ELEC,W/EXT EXP 115V RG V | 2277
HA4AOSX/23 | 1"(25MM) OUTLET REG ELEC,W/EXT EXP 115V RG.B | 2277
HA4AOSX/31 | 1-1/4" (32MM) OUTLET REG ELEC W/EXT EXP 115V RG V | 2491
HA4AOSX/53 | 2"(50MM)OUTLET REG ELEC,W/EXT EXP, 115V, RG.B | 3068
HA4AOSX/A1 | 3/4"(20MM)OUTLET REG,ELEC,115V,RG.V,25%RED,EXT EXP | 2146
HA4AOSX/B1 | 3/4"(20MM)OUTLET REG ELEC 50% RED,EXT EXP,115V,RGV | 2146
HA4AOSZ/01 | 3/4"(20MM)OUTLET REG.W/ELEC. SHUT-OFF,RG.V,PLATED | 1382
HA4AOSZ/03 | 3/4"(20MM) OUTLET REG, W/ELECT SHUT-OFF,RG B, PLT | 1382
HA4AOSZ/21 | 1"(25MM)OUTLET REG.W/ELECT. SHUT-OFF,RG.V, PLATED | 1513
HA4AOSZ/31 | 1-1/4"(32MM)OUTLET REG.W/ELECT. SHUTOFF,RG.V,PLATE | 1727
HA4AOSZ/41 | 1-1/2"(40MM)OUTLET REG.W/ELECT SHUT-OFF,RG.V,PLATE | 2184
HA4AOSZ/43 | 1-1/2"(40MM)OUTLET REG.W/ ELEC.SHUT-OFF,RG.B,PLATE | 2184
HA4AOSZ/51 | 2"(50MM)OUTLET REG.W/ELECT. SHUT-OFF,RG.V,PLATED | 2385
HA4AOSZ/53 | PRESS REG,2" W/ELEC R/B, PLT | 2385
HA4AOSZ/61 | 2-1/2"(65MM)OUT PRESS.REG. W/ELEC.SHUT-OFF,RG.V,PL | 2890
HA4AOSZ/63 | 2-1/2"(65MM)OUTLET W/ELECT. SHUT-OFF,RG.B,PLATED | 2890
HA4AOSZ/71 | 3"(80MM)OUTLET PRES.REG. W/ELEC.SHUT-OFF,RG.V,PLTD | 3710
HA4AOSZ/81 | 4"(100MM)OUTLT PRES.REG. W/ELEC.SHUTOF,RG.V,PLATD | 5143
HA4AOSZ/83 | 4"OUTLET REG.W/ELECT.SHUT-OFF,RG.B,PLATED | 5143
HA4AOZ/01 | 3/4"(20MM)OUTLET PRESSURE REG. RANGE V, PLATED | 1011
HA4AOZ/21 | 1"(25MM)OUTLET PRESS. REGULATOR, RANGE V, PLATED | 1142
HA4AOZ/31 | 1-1/4"(32MM) OUTLET PRESS REG. RG.V, PLATED | 1356
HA4AOZ/41 | 1-1/2"(40MM)OUTLET PRESS REG.RG.V,PLATED | 1813
HA4AOZ/51 | 2"(50MM)OUTLET PRESSURE REGULATOR RANGE V,"PLATED" | 2014
HA4AOZ/61 | 2-1/2"(65MM)OUTLET PRESS REG.RG.V,PLATED | 2519
HA4AOZ/63 | REG 2-1/2"OUTPRES R/B PLT | 2519
HA4AOZ/71 | 3"(80MM)OUTLET PRESSURE REG. RANGE V, "PLATED" | 3339
HA4AOZ/73 | REG 3"OUTLET PRES R/B PLT | 3339
HA4AOZ/81 | 4"(100MM)OUTLET PRESSURE REG. RANGE V, "PLATED" | 4772
HA4AOZ/B1 | 3/4"(20MM)OUTLET PRESS REG. RG V,50% RED,PLATED | 1011
HA4AP-4/31 | 1-1/4"(32mm)PNEUMATIC PRESS. REG,(4-BOLT)RANGE A | 1082
HA4AP/01 | 3/4"(20MM) PNEUM COMP. PRESSURE REGULATOR RANGE A | 650
HA4AP/21 | 1"(25MM) PNEUMATIC PRESSURE REGULATOR RANGE A | 781
HA4AP/31 | 1-1/4"(32MM)PNEUMATIC PRESSURE REGULATOR, RANGE A | 995
HA4AP/41 | 1-1/2"(40MM) PNEUM. PRESSURE REGULATOR RANGE A | 1371
HA4AP/51 | 2"(50MM) PNEUMATIC PRESSURE REGULATOR RANGE A | 1572
HA4AP/61 | 2-1/2"(65MM) PNEUMATIC PRESSURE REGULATOR RANGE A | 1978
HA4AP/61E | 2-1/2"(65MM)PNEUM.PRES.REG.RG.A,CATII,MODH,EF101 | 1978
HA4AP/71 | 3"(80MM) PNEUMATIC PRESSURE REGULATOR RANGE A | 2746
HA4AP/81 | 4"(100MM) PNEUMATIC PRESSURE REGULATOR RANGE A | 4024
HA4AP/B1 | 3/4"(20MM)PNEUM COMP. PRESS REG RG.A,50% RED VPORT | 650
HA4APS/01 | 3/4"(20MM)PENUM PRESS REG. W/ ELEC SHUT-OFF,RG.A | 1021
HA4APS/21 | 1"(25MM)PENUM PRESS.REG. W/ELECTRIC SHUT-OFF,RANGE | 1152
HA4APS/31 | 1-1/4"(32MM)PNEUM PRESS REG.W/ELEC SHUT-OFF RG A | 1366
HA4APS/41 | 1-1/2"(40MM)PNEUMTC PRES REG.W/ELEC.SHUT-OFF RG A | 1742
HA4APS/51 | 2"(50MM)PNEUM.PRESSURE REG.W/ELEC.SHUT-OFF,RG.A | 1943
HA4APS/61 | 2-1/2"(65MM)PNEUM PRESS. REG.W/ELEC.SHUT-OFF RG.A | 2349
HA4APS/71 | 3"(80MM)PNEUM. PRES REG. W/ELEC. SHUT-OFF RGE A | 3117
HA4APS/81 | 4"(100MM)PNEUM. PRES. REG W/ELECT SHUT-OFF RGE A | 4395
HA4APSB/21 | 1"(25MM)PNEUM.PRES.REG.W/ELEC SHUT-OFF,OPEN,RG A | 1315
HA4APSB/31 | 1-1/4"(32mm)PNEUM PRES REG.ELEC SHUT-OFF,OPEN,RG.A | 1529
HA4APSB/81 | 4"(100mm)PHEUN.PRES.REG.w/SHUT-OFF,OPEN RG.A | 4558
HA4APSBZ/21 | 1"(25MM)PNEUM PRES.W/ELECT.SHUT-OFF,OPEN,RG.A,PLTD | 1417
HA4APSZ/71 | 3"(80MM)PNEUM PRES.REG.W/ELECT SHUT-OFF,RG.A, PLTD | 3451
HA4AQ/01 | 3/4"(20MM)ELECT CONT REG. RANGE Q1: 0-87 PSIG | 650
HA4AQ/21 | 1"(25MM)ELEC.CONT REG. RANGE Q1: 0-87 PSIG | 781
HA4AQ/31 | 1-1/4" (32MM) ELECT CONTR REG. RANGE Q1:0-87 PSIG | 995
HA4AQ/41 | 1-1/2"(40MM)ELEC.CONTROLLD REG. RG Q1:0-87PSIG | 1371
HA4AQ/51 | 2"(50MM)ELECT.CONT REG RANGE Q1: 0-87 PSIG | 1572
HA4AQ/61 | 2-1/2"(65MM) ELECT CONTROLLD REG RG Q1:0-87PSIG | 1978
HA4AQ/71 | 3"(80MM)ELEC.CONT REG. RANGE Q1: 0-87 PSIG | 2746
HA4AQ/81 | 4"(100MM)ELEC.CONT REG. RANGE Q1: 0-87 PSIG | 4024
HA4AQ/A1 | 3/4" (20MM) HA4AQ PRESS REGULATOR W/25% RED PORT, | 650
HA4AQ/B1 | 3/4"(20MM)ELEC.CONT REG.. RG.Q:0-87 PSIG,W/50%RED. | 650
HA4AQS/01 | 3/4"(20MM)ELEC CONT.REG. W/ELEC SHUTOFF,Q1:0-87PSI | 1021
HA4AQS/21 | 1"(25MM)ELECT CONT.REG W/ELEC.SHUT-OFF,Q1:0-87PSIG | 1152
HA4AQS/41 | 1-1/2"(40MM)ELECT REG W/ ELEC SHUT-OFF,Q-1-0-87 PS | 1742
HA4AQS/51 | 2"(50MM)ELECT CONT.REG. W/ELECT.SHUT-OFF,Q1:0-87PS | 1943
HA4AQS/61 | 2-1/2"(65MM)ELECTRNIC CON REG W/ELECT SHUTOFF Q1:0 | 2349
HA4AQS/71 | 3"(80MM)ELECTRONIC CONT. W/ELEC.SHUT-OFF,Q1:0-87PS | 3117
HA4AQS/81 | 4"(100MM)ELEC CONT.REG. W/ELEC.SHUT-OFF,RG.Q1:0-87 | 4395
HA4AR/01 | 3/4"(20MM) MAIN REGULATOR ONLY FOR REMOTE PILOT | 523
HA4AR/21 | 1"(25MM) MAIN REGULATOR ONLY FOR REMOTE PILOT | 654
HA4AR/41 | 1-1/2"(40MM) MAIN REGULATOR ONLY FOR REMOTE PILOT | 1244
HA4AR/51 | 2"(50MM) MAIN REGULATOR ONLY FOR REMOTE PILOT | 1445
HA4AR/61 | 2-1/2"(65MM) MAIN REGULATOR ONLY FOR REMOTE PILOT | 1851
HA4AR/71 | 3"(80MM) MAIN REGULATOR ONLY FOR REMOTE PILOT | 2619
HA4AR/81 | 4"(100MM) MAIN REGULATOR ONLY FOR REMOTE PILOT | 3897
HA4AR/B1 | 3/4"(20MM)50%RED PORT MAIN REG.FOR REMOTE PILOT | 523
HA4AS-4/31 | 1-1/4"(32MM)REG.W/ ELECTRIC SHUT-OFF(4-BOLT) | 1326
HA4AS-4Z/31 | PRESS REG,1-1/4" 4-BOLT R/A PLT | 1428
HA4AS/01 | 3/4"(20MM) REG. WITH ELECTRIC SHUT-OFF, RANGE A | 894
HA4AS/03 | 3/4"(20MM) REG. WITH ELECTRIC SHUT-OFF, RANGE B | 894
HA4AS/05 | 3/4"(20MM) REG. WITH ELECTRIC SHUT-OFF, RANGE V | 1110
HA4AS/21 | 1"(25MM) REG. WITH ELECTRIC SHUT-OFF,RG A | 1025
HA4AS/23 | 1"(25MM) REG. WITH ELECYTRIC SHUT-OFF, RANGE B | 1025
HA4AS/25 | 1"(25MM) REG. WITH ELECTRIC SHUT-OFF, RANGE V | 1241
HA4AS/31 | 1-1/4"(32MM) REG.WITH ELECTRIC SHUT-OFF, RANGE A | 1239
HA4AS/31E | 1-1/4"(32MM)REG.WIDEOPEN,RG.A CE-CAT.I,MOD.A,EF100 | 1239
HA4AS/33 | 1-1/4"(32MM)REG.W/ ELECTRIC SHUT-OFF,RG.B | 1239
HA4AS/35 | 1-1/4"(32MM)REG.W/ ELECTRIC SHUT-OFF RANGE V | 1455
HA4AS/36E | 1-1/4"(32MM) ELEC.SHUT-OFF,RG.D,CE-CATI,MODA EF100 | 1239
HA4AS/41 | 1-1/2"(40MM)PRESS REG.W/ ELECTRIC SHUT-OFF RG. A | 1615
HA4AS/41E | 1-1/2"(40MM)REG.ELC.SHT-OFF,RG.A,CATII,MODH,EF101 | 1615
HA4AS/43 | 1-1/2"(40MM)REG.W/ ELECTRIC SHUT-OFF,RG.B | 1615
HA4AS/43E | 1-1/2"(40MM)REG W/ELEC SO,RG B,CATII,MODH,EF101 | 1615
HA4AS/45 | 1-1/2"(40MM)REG.W/ ELECTRIC SHUT-OFF, RANGE V | 1831
HA4AS/46E | 1-1/2"(40mm)ELEC SHUT-OFF RG.D,CE-CATII,MODH,EF101 | 1615
HA4AS/51 | 2"(50MM) REGULATOR WITH ELECT. SHUT-OFF, RANGE A | 1816
HA4AS/51E | 2"PRESS REG,W/SHUT-OFF R/A CE-CAT.II,MOD H,EF101 | 1816
HA4AS/53 | 2"(50MM) REGULATOR WITH ELECT. SHUT-OFF, RANGE B | 1816
HA4AS/53E | 2"50MM)PRES.REG.WIDEOPEN,R.B CE-CAT.II,MOD.H,EF101 | 1816
HA4AS/55 | 2"(50MM) REGULATOR WITH ELECT. SHUT-OFF, RANGE V | 2032
HA4AS/61 | 2-1/2"(65MM)REG.W/ ELECTRIC SHUT-OFF RANGE A | 2222
HA4AS/63 | 2-1/2"(65MM)REG.W/ ELECTRIC SHUT-OFF,RG.B | 2222
HA4AS/65 | 2-1/2"(65MM)PRESS REG W/ ELECTRIC SHUT-OFF,RANGE V | 2222
HA4AS/71 | 3"(80MM) REGULATOR WITH ELECT. SHUT-OFF, RANGE A | 2990
HA4AS/73 | 3"(80MM)REGULATOR WITH ELECTRIC SHUT-OFF, RANGE B | 2990
HA4AS/75 | 3"(80MM) REGULATOR WITH ELECT. SHUT-OFF, RANGE V | 3206
HA4AS/76 | 3"(80MM) REGULATOR WITH ELECT. SHUT-OFF, RANGE D | 2990
HA4AS/81 | 4"(100MM)PRES REG. WITH ELECTRIC SHUT-OFF, RANGE A | 4268
HA4AS/83 | 4"(100MM)REG.W/ELECTRIC SHUT-OFF, RANGE B | 4268
HA4AS/85 | 4"(100MM)REGULATOR,W/ELECTRIC SHUT-OFF, RANGE V | 4484
HA4AS/86 | 4"(100MM)PRES REG. WITH ELEC SHUT-OFF, RG D | 4268
HA4AS/A1 | 3/4"(20MM)REG.W/ELECT SHUT-OFF,RG A,25%RED.PORT | 894
HA4AS/A3 | 3/4"(20MM)REG W/ELEC SHUTOFF,W/25%RED.PORT,RG.B | 894
HA4AS/B1 | 3/4"(20MM)REG.W"ELECT SHUT-OFF,RG.A,50%RED PORT | 894
HA4AS/B3 | 3/4"(20MM)REG.W/ELEC SHUTOFF,RG B,50%RED.PORT | 894
HA4AS/B5 | 3/4"(20MM)REG.W/ELEC SHUT-OFF, RG.V,50%RED PORT | 1110
HA4ASB-4/31 | 1-1/4"REG.W/ELEC SHUT-OFF W/WIDE OPEN RGE.A,4-BLT | 1489
HA4ASB/01 | 3/4"(20MM)REG.W/ELEC SHUT-OFF,WIDE OPEN,RG A | 1057
HA4ASB/03 | 3/4"(20MM)REG.W/ELEC SHUT-OFF,WIDE OPEN,RG B | 1057
HA4ASB/21 | 1" (25MM) REG W/ELECT SHUT-OFF,WIDE OPEN,RG: A | 1188
HA4ASB/31 | 1-1/4"(32MM)REG W/ELEC. SHUT-OFF,WIDE OPEN,RG A | 14-2
HA4ASB/35 | 1-1/4"(32MM)REG W/ELEC SHUT-OFF,WIDE OPEN,RG.V | 1618
HA4ASB/41 | 1-1/2"(40MM)REG W/ELEC. SHUT-OFF,WIDE OPEN,RG A | 1778
HA4ASB/41E | 1-1/2"(40MM)REG.WO,ELEC SO,RG.A,CATII,MODH,EF101 | 1778
HA4ASB/46 | 1 1/2" (40MM) REG W/ ELECT SHUT-OFF , WIDE OPEN, R | 1778
HA4ASB/51 | 2" (50MM) REG WITH ELEC SHUT-OFF,WIDE OPENING RG.A | 1979
HA4ASB/53 | 2" (50MM) REG WITH ELEC SHUT-OFF,WIDE OPEN,RG.B | 1979
HA4ASB/53E | 2"(50mm)REG.ELECT,WO. RGB CE-CAT.II,MODA,EF101 | 1979
HA4ASB/61 | 2-1/2"(65MM)REG.W/ELECT. SHUT,OFF,WIDE OPEN.RG A | 2385
HA4ASB/61E | 2-1/2"(65mm)REG,RG.B,ELEC,WO,CE-CAT.II,MODA,EF101 | 2385
HA4ASB/71 | 3"(80MM) REG W/ELECTRIC SHUT-OFF,WIDE OPENING RG.A | 3153
HA4ASB/81 | 4"REG.W/ELECT.SHUT-OFF,W/WIDE OPEN,RG.A | 4431
HA4ASB/A1 | 3/4"(20MM)REG.W/ELEC. S/O WD OPEN 25% RED.PT,RGE.A | 1057
HA4ASB/B1 | 3/4"(20MM)REG.W/ELEC.SHUTOFF WIDEOPEN,50%RED.PORT, | 1057
HA4ASBZ/01 | 3/4"(20MM)REG. ELEC SHUT-OFF,WIDE OPEN,RG.A,PLTD | 1159
HA4ASBZ/31 | 1-1/4"(32MM)REG.ELEC SHUT-OFF,WIDE OPEN,RG.A PLTD | 1504
HA4ASBZ/51 | 2"(50MM)REG. ELECT.SHUT-OFF, WIDE OPEN.PLTD. | 2162
HA4ASNO/01 | 3/4"(20MM) REG W/ELEC SO, RG.A NORMALLY OPEN | 1107
HA4ASNO/21 | 1"(25MM) REG W/ ELEC SHUT-OFF, RG.A NORMALLY OPEN | 1238
HA4ASX/21 | 1"(25MM)REG.W/ELEC SO,RG.A,EXPL PROOF,115V | 1891
HA4ASX/35 | 1-1/4"(32MM)REG.W/ELEC SO,RG.V,EXPL PROOF,115V | 2321
HA4ASX/45 | 1-1/2"(40MM)REG.W/ELEC SO,RG.V,EXPL PROOF,115V | 2697
HA4ASX/51 | 2"(50MM)REG W/ELEC SHUT RG.A, 115V EXP PROOF | 2682
HA4ASX/61 | 2-1/2"(65mm)REG W/ELEC SHUT RGA, EXP 115V | 3088
HA4ASX/65 | 2-1/2"(65MM) REG ELEC SHUT-OFF RG V EXP PROOF 115V | 3304
HA4ASX/71 | 3"(80MM)PRESS REG W/ELEC SHUT-OFF RG.A EXP PROOF | 3856
HA4ASX/73 | 3"(80MM) REG W/ELEC SHUT RG.B 115V EXP PROOF | 3856
HA4ASX/75 | 3"(80MM) REG,ELEC SHUTOFF RG.V W/EXPL PROOF 115V | 4072
HA4ASX/81 | 4"(100MM) REG W/ELEC SHUT RG A 115V EXP PROOF | 5134
HA4ASX/85 | 4"(100mm)REG W/ ELEC SHUT RG.V, EXP PRF 115V | 5350
HA4ASZ-4/31 | 1-1/4"(32MM)PRESS REG W/SHUTOFF 4-BOLT, RG A,PLTD | 1428
HA4ASZ/01 | 3/4"(20MM)REG.W/ELECT.SHUT- OFF,RANGE A,PLATED | 996
HA4ASZ/21 | PRESS REG, 1" W/ELEC SHUT-OFF R/A, PLT | 1127
HA4ASZ/31 | 1-1/4"(32MM)PRESS.REG.W/ ELEC.SHUT-OFF,RG.A,PLATED | 1341
HA4ASZ/41 | 1-1/2"(40MM)REG.W/ELECTRIC SHUT-OFF,RANGE A,PLATED | 1798
HA4ASZ/51 | 2"(50MM)PRESS REG W/ELECT SHUT-OFF,RANGE A,PLATED | 1999
HA4ASZ/55 | PRESS REG, 2" W/ELEC SHUT-OFF R/V,PLT | 2215
HA4ASZ/61 | 2-1/2"(65MM)REG.W/ ELEC SHUT-OFF,RG.A,PLATED | 2504
HA4ASZ/65 | 2-1/2"(65mm) PRESS REG.W/ELEC SHUT-OFF,RG.V,PLTD | 2720
HA4ASZ/71 | 3"(80MM)PRESS.REG.W/ ELECT.SHUT-OFF,RG.A,"PLATED" | 3324
HA4ASZ/75 | 3"(80MM)PRESS REG.W/ELEC.SHUT-OFF,RG.V,PLATED | 3540
HA4ASZ/81 | 4"(100MM)PRESS.REG.W/ELEC SHUT-OFF,RG.A,PLATED | 4757
HA4AZ/01 | 3/4"(20MM)PRESSURE REGULATOR RANGE A,"PLATED" | 625
HA4AZ/03 | REG,3/4" PRESSURE R/B,PLT | 625
HA4AZ/21 | 1"(25MM)PRESSURE REGULATOR RANGE A, "PLATED" | 756
HA4AZ/23 | REGULATOR,1"PRESS R/B,PLT | 756
HA4AZ/31 | 1-1/4"(32MM)PRESSURE REGULATOR RANGE A, "PLATED" | 970
HA4AZ/33 | REG.,1-1/4"PRESS R/B,PLT | 970
HA4AZ/41 | 1-1/2"(40MM)PRESSURE REGULATOR RANGE A, "PLATED" | 1427
HA4AZ/43 | REG.,1-1/2" PRESS R/B,PLT | 1427
HA4AZ/51 | 2"(50MM)PRESSURE REGULATOR RANGE A, "PLATED" | 1628
HA4AZ/61 | 2-1/2"(65MM)PRESSURE REGULATOR RG. A,PLT | 2133
HA4AZ/71 | 3"(80MM)PRESSURE REGULATOR RANGE A,"PLATED" | 2952
HA4AZ/81 | 4"(100MM)PRESSURE REGULATOR RANGE A, "PLATED" | 4386
HA4AZ/A1 | 3/4"(20MM)PRESS REG, RGE A,"PLTD",25%RED.PT | 625
HA4AZ/B1 | 3/4"(20MM)PRESS REG RGE A,"PLTD",50%RED.PT | 625
HA4W/0101 | 3/4"(20mm) PRESS REG.WELD IN LINE,RG A 3/4"SW CON | 765
HA4W/0121 | 3/4" (20mm) PRESS REG.WELD-IN-LINE,RG.A 1" SW CONN | 765
HA4W/0301 | 3/4"(20mm)PRESS REG WELD-IN-LINE RG.B 3/4" SW CONN | 765
HA4W/2121 | 1"(25mm)REGULATOR RG. A WELD IN-LINE 1"SW CONN | 933
HA4W/2131 | 1"(25MM)REGULATOR RG A. WELD-IN-LINE 1-1/4 SW CONN | 933
HA4W/2321 | 1"(25mm)REGULATOR RG. B WELD IN-LINE 1" SW CONN | 933
HA4W/2331 | 1"(25MM)REGULATOR RG B. WELD-IN-LINE 1-1/4 SW CONN | 933
HA4W/3131 | 1 1/4"(32MM)PRESS RG A WELD IN LINE1-1/4" SW CON | 1176
HA4W/3331 | 1-1/4"(32MM)PRESS REG,RG B WELD-IN 1-1/4" SW CON | 1176
HA4W/4141 | 1-1/2" (40MM) PRESS REG RG.A W/1-1/2" WELD-IN-LINE | 1622
HA4W/4151 | 1-1/2"(40MM)PRESS REG. RG.A WELD-IN-LINE 2"SW CONN | 1622
HA4W/51 | 5"(125MM)PRES.REG.BW.RG.A | 6965
HA4W/5151 | 2" (50MM) PRESS REG RG A WELD IN LINE 2" SW CONN | 1867
HA4W/51E | 5"(125MM)PRES.REG.BW.RG.A CE-CAT.III MOD.H.EF102 | 6965
HA4W/53 | 5"(125MM) PRESSURE REG. BUTT WELD END, RANGE B | 6965
HA4W/5351 | 2" (50MM)PRESS REG RG.B WELD IN LINE 2" SW CONN | 1867
HA4W/53E | 5"(125mm)PRES.REG.RG.B.BW.CE-CATIII,MODH.EF102 | 6965
HA4W/55 | 5"(125MM) PRESSURE REGULATOR BW, RANGE V | 7181
HA4W/56E | 5"(125MM) PRESS REG BW RG.D CE-CATIII MOD.H EF102 | 6965
HA4W/61 | 6"(150MM)PRESS. REG. RG.A, BW | 11825
HA4W/6161 | 2-1/2"(65mm)PRES. WELD IN-LINE,RG.A,2-1/2" SW CON | 2452
HA4W/61E | 6"(150MM)PRESS REG RG. A BW CE-CATIII MODH EF102 | 11825
HA4W/63 | 6"(150MM) PRESSURE REG. BUTT WELD END, RANGE B | 11825
HA4W/6361 | 2-1/2"(65mm)PRESS REG.RG.B,WELD-IN 2-1/2" SW CON | 2452
HA4W/63E | 6" (150MM) PRESS REG RG. B BW CE-CATIII MODH EF102 | 11825
HA4W/65 | 6"(150MM) PRESSURE REGULATOR BW, RANGE V | 12041
HA4W/66E | 6"(150MM)PRESS REG RG.D BW CE-CAT III,MOD.H. EF102 | 11825
HA4W/7172 | 3" (80MM) PRESS REG, RG A WELD-IN 3" BW | 3384
HA4W/7372 | 3"(80MM)PRESS REG RG.B WELD-IN-LINE 3"BW CONN | 3384
HA4W/8182 | 4" (100MM) PRESS REG WELD IN LINE RG A, 4" BW CONN | 4925
HA4W/8382 | 4" (100MM) PRESS REG WELD IN LINE RG B, 4" BW CONN | 4925
HA4WB/3131 | 1-1/4"(32MM)PRESS REG RG.A WIDE OPEN,1-1/4" SW CO | 1547
HA4WB/4141 | 1-1/2"(40MM)PRESS REG RG.A WIDE OPEN 1-1/2" SW | 1993
HA4WB/4151 | 1-1/2"(40MM)PRESS ELEC WIDE OPEN 2"SW WELD-IN-LINE | 1993
HA4WB/51 | 5"(125MM)REG.W/WIDE OPN FEATURE,BW END,RANGE A | 7336
HA4WB/5151 | 2"(50MM)WIDE OPEN, RGA, WELD-IN SW 2" CON | 2238
HA4WB/53 | 5"(125MM)REG W/WIDE OPEN FEATURE,BW,RG B | 7336
HA4WB/5351 | 2"(50MM)REG WIDE OPEN,RG B WELD-IN-LINE 2" SW CONN | 2238
HA4WB/53E | 5"(125MM)REG.WIDE OPEN,RG.B CE-CAT.III,MOD.H,EF102 | 7336
HA4WB/56 | 5"(125MM)PRESS REG W/WIDE OPEN FEATURE,BW,RG.D | 7336
HA4WB/61 | 6"(150MM)REG W/WIDE OPEN FEATURE,BW,RG A | 12196
HA4WB/61E | 6"(150MM )WIDE OPEN, BW ,RG.A CE-CATIII MODH EF102 | 12196
HA4WB/7172 | 3" (80MM) REG WIDE OPEN, RG.A, WELD-IN-LINE, 3" BW | 3755
HA4WB/8182 | 4"(100MM)REG WIDE OPEN,RG.A,WELD-IN-LINE,4" BW | 5296
HA4WBK/3131 | 1-1/4(32MM)REG,RG.A,WIDE OPEN,RESEAT RLF,1-1/4"SW | 1630
HA4WBK/4141 | 1-1/2"(40MM)REG,RG.A,WIDE OPEN,RESEAT RLF,1-1/2"SW | 2076
HA4WBK/5151 | 2" (50MM) REG, RG.A, WIDE OPEN, RESEAT RLF, 2" SW | 2321
HA4WBL/51 | 5"(125MM)DIFFERENTL PRESS REG. W/WIDE OPEN,BW,RG.A | 7593
HA4WBL/53 | 5" (125MM) DIFF PRESS REG W/WIDE OPEN, BW RANGE B | 7593
HA4WBL/61 | 6"(150MM)DIFF.PRESS.REG.W/WIDE OPEN,BW END.RG.A | 12453
HA4WBL/7172 | 3"(80MM)PNEUM DIFF PRES REG,WIDE OPEN,RG.A,3" BW | 4012
HA4WBL/8182 | 4"(100MM)PNEUM DIFF PRES REG,WIDE OPEN,RG.A,4" BW | 5553
HA4WBLNO/51 | 5"(125MM)DIFF PRESS,WIDEOPEN,NORMALLY OPEN,BW,RG.A | 7806
HA4WBLNO/51E | 5"(125MM)DIFF REG,NORM OPEN,CE-CATIII.MOD.H EF102 | 7806
HA4WBZ/5151 | 2" (50MM) REG WIDE OPEN, RG.A, WELD-IN, 2" BW, PLT | 2452
HA4WBZ/7172 | 3"(80MM)REG WIDE OPEN,RG.A,WELD-IN,3" BW,PLT | 4148
HA4WBZ/7172E | 3"(80MM)REG WO,RG.A,BW,PLTD,CE-CATII,MOD.H,EF101 | 4148
HA4WD/0101 | 3/4"(20mm)DUAL PRES RG.A WELD IN-LINE 3/4"SW CONN | 1532
HA4WD/2121 | 1"(25MM) DUAL PRESSURE REG WELD-IN-LINE 1" SW CONN | 1700
HA4WD/4141 | 1-1/2" (40MM) DUAL PRESS REG, RG A, WELD IN LINE | 2389
HA4WD/51 | 5"(125MM)DUAL PRESS REG. BW END,RG.A/A | 7732
HA4WD/5151 | 2"(50mm) DUAL PRES RG.A,WELD-IN-LINE 2" SW CONN | 2634
HA4WD/51E | 5"(125mm)DUAL PRES.BW,RG.A/A CE-CATII,MODH,EF102 | 7732
HA4WD/54E | 5"(125MM)DUAL PRESS,BW,RG B/B CE-CATIII MODH.EF102 | 7732
HA4WD/55 | 5"(125mm)DUAL PRESS REG. BW END RANGE V/V | 8164
HA4WD/56 | 5"(125MM) DUAL PRESS REG.BW END, RG V/A | 7948
HA4WD/61 | 6"(150MM)DUAL PRES REG. BW END,RG.A/A | 12592
HA4WD/6161 | 2-1/2"(65MM) DUAL PRESS REG, WELD-IN LINE 2-1/2 SW | 3219
HA4WD/64 | 6"(150MM)DUAL PRESS REG. BUTT WELD END,RG B/B | 12592
HA4WD/65 | 6"(150MM)DUAL PRES REG. BW END,RG V/V | 13024
HA4WD/7172 | 3"(80MM) DUAL PRESSURE REG WELD-IN-LINE 3" BW CONN | 4151
HA4WD/8182 | 4"(100MM)DUAL PRESS REG,RG A/A,WELD-IN,4" BW CONN | 5692
HA4WD/B101 | 3/4"(20MM)DUAL REG RG.A,WELDIN,50%RED,3/4" SW CON | 1532
HA4WDD/51 | 5" THREE PRESSURE REGULATOR, RANGE A/A/A | 8499
HA4WDD/61 | 6" THREE PRESSURE REGULATOR, RANGE A/A/A | 13359
HA4WDD/8182 | 4"(100MM)THREE PRES REG,RG A/A/A,WELD-IN,4"BW CONN | 6459
HA4WDK/6161 | 2-1/2"(65MM)DUAL PRESS,RESEAT RELIEF,WELD 2-1/2 SW | 3302
HA4WDM/3131 | 1-1/4" (32MM)DUAL PRESS REG, ELEC COMP,1-1/4"SW | 3157
HA4WDM/4141 | 1-1/2"(40mm)DUAL PRES REG, ELEC COMP, 1-1/2" SW | 3603
HA4WDM/4151 | 1-1/2"(40MM)DUAL PRESS REG,WELD-IN-LINE RG.A 2"SW | 3603
HA4WDM/51 | 5"(125MM)ELECTRIC MOTOR COMP. DUAL REG, RG.A/A | 8946
HA4WDM/5151 | 2" (50MM) DUAL REG; MOTOR COMP, 2" SW CONN | 3848
HA4WDM/61 | 6"(150MM)ELEC MTR COMP. DUAL REG,RG.A/A | 13806
HA4WDM/6161 | 2-1/2" (50MM) DUAL REG, MOTOR COMP, 2-1/2" SW CONN | 4433
HA4WDMS/51 | 5"(125MM)ELECTRC MOTOR COMP. DUAL REG,W/ELECT.SHUT | 9317
HA4WDP/51 | 5"(125MM)PNEUM COMP.DUAL PRES REG.BW,RG.A/A | 7859
HA4WDP/61 | REGULATOR, 6" DUAL PNEUM.R/A-A | 12719
HA4WDPZ/2121 | 1"(25MM)PNEUM COMP DUAL PRESS REG RG.A/A 1"SW,PLTD | 1947
HA4WDQ/51 | 5"(125MM)ELECT DUAL REG BW Q1:0-87PSIG,RG A | 7859
HA4WDQ/5151 | 2"(50MM)ELECT DUAL REG RG.A,BW,Q1:0-87 PSIG | 2761
HA4WDQ/61 | 6"(150MM)ELEC DUAL REG.RG.A Q1:0-87 PSIG,BW | 12719
HA4WDQS/51 | 5"(125MM)DUAL REG,ELEC,RG.Q1:0-87PSIG,RG.A,BW | 10630
HA4WDS/2121 | 1"(25MM)DUAL PRESS REG. W/ ELECT SO,WELD-IN,RG A/A | 2071
HA4WDS/2131 | 1"(25MM) DUAL PRESS W/ELEC SHUT-OFF 1-1/4" SW CONN | 2071
HA4WDS/51 | 5"(125MM)DUAL REG.W/ ELECT.SHUT-OFF,RG.A/A | 8103
HA4WDS/61 | 6" (150MM) DUAL REG.W/ ELECT.SHUT-OFF, RG.A/A | 12963
HA4WDZ/51 | 5"(125MM)DUAL PRESSURE REG. RANGE A/A,PLTD | 8857
HA4WDZ/61 | 6"(150MM)DUAL PRESSURE REG. RANGE A/A, PLTD | 13813
HA4WK/0101 | 3/4"(20mm)RESEAT RLF RG.A,WELD IN-LINE 3/4"SW CON | 848
HA4WK/2121 | 1"(25mm) RESEATING RG.A WELD IN-LINE 1" SW CONN. | 1016
HA4WK/2131 | 1"(25MM)RESEAT RLF REG,RG A,WELD-IN 1 1/4" SW | 1016
HA4WK/3131 | 1-1/4"(32mm)RESEAT RLF,RGA,WELD-IN 1-1/4"SW | 1259
HA4WK/3331 | 1 1/4"(32MM)RESEAT RLF, RG B,WELD-IN 1-1/4" SW | 1259
HA4WK/4141 | 1-1/2"(40MM)RESEAT RLF RG A, WELD-IN 1 1/2" SW | 1705
HA4WK/51 | 5"(125MM)RES.REL.REG.BW RG A:SET@70 PSIG | 7048
HA4WK/5151 | 2" (50MM) RESEAT RLF RG.A,WELD-IN,2" SW CONN | 1950
HA4WK/6061 | 2-1/2"(65MM)RESEAT REG,LESS PILOT,WELD IN,2-1/2"SW | 2535
HA4WK/61 | 6"(150MM)RES.REL.REG.BW RG A:SET@70 PSIG | 11908
HA4WK/6161 | 2-1/2"(65mm)RESEAT RELF RG A,WELD IN,2-1/2" SW | 2535
HA4WK/B101 | 3/4"(20mm)RESEAT RLF RG.A,50% REDUCED 3/4"SW CONN | 848
HA4WKZ/0101 | 3/4"(20mm)RESEAT.RG.A,WELD IN-LINE 3/4"SW CON,PLTD | 968
HA4WKZ/2121 | 1"(25mm)RESEATING.RG.A,WELD IN-LINE 1"SW CONN,PLTD | 1136
HA4WKZ/51 | 5"(125MM) RESEATING RELIEF REG. RANGE A, "PLATED" | 8173
HA4WL/0101 | 3/4"(20MM)PRESS REG RG.A WELD-IN-LINE 3/4"SW CONN | 1022
HA4WL/4141 | 1-1/2" (40MM) DIFF PRESS REG RG.A,1-1/2" SW CONN | 1879
HA4WL/51 | 5"(125MM)DIFF PRESS REG.RG A BUTT WELD END | 7222
HA4WL/51E | 5"(125MM)DIFF PRESS REG.RG A BW CATIII MOD.H EF102 | 7222
HA4WL/61 | 6"(150MM)DIFFERENTIAL PRESS REG,RG A,BW | 12082
HA4WL/8182 | 4"(100MM)DIFF PRES REG,WELD IN,RG A,4" BW CONN | 5182
HA4WM/51 | 5"(125)ELECT MOTOR COMPENSATED REGULATOR,RG. A | 8179
HA4WM/51E | 5"(125mm)HA4WM MTR.COMP.REG.RG.A,CATIII,MODH,EF102 | 8179
HA4WM/61 | 6"(150MM)ELECTRIC MOTOR COMP. REGULATOR, RANGE A | 13039
HA4WMS/51 | 5"(125MM)ELECT MOTOR COMPENSATD REG W/ELEC SHUT-OF | 8550
HA4WMS/61 | 6"(150MM)ELEC MOTOR COMPENSATE REG W/ELEC SHUT-OFF | 13410
HA4WO/0101 | 3/4"(20MM)PRESS REG RG.V,3/4" SW WELD-IN-LINE | 1151
HA4WO/2121 | 1"(25MM)PRESS REG. RG.V WELD-IN-LINE 1" SW CONN | 1319
HA4WO/4141 | 1-1/2"(40MM)OUTLET PRES RG.V,WELD-IN,1-1/2"SW CONN | 2008
HA4WO/51 | 5"(125mm)OUTLET PRESSURE REGULATOR, RG. V | 7351
HA4WO/5151 | 2"(50mm)OULET PRES REG.RGV,WELD-IN-LINE 2" SW CONN | 2253
HA4WO/53 | 5"(125MM)OUTLET PRESSURE REGULATOR, RANGE B | 7351
HA4WO/5351 | 2"(50mm)OULET PRES REG.RGB,WELD IN-LINE 2" SW CONN | 2253
HA4WO/61 | 6"(150MM) OUTLET PRESSURE REGULATOR RANGE V | 12211
HA4WO/6161 | 2-1/2"(65mm)OUTLET PRESS REG RG.V,WELD-IN 2-1/2"SW | 2838
HA4WO/63 | 6" (150MM) OUTLET PRESSURE REGULATOR RANGE B | 12211
HA4WO/7172 | 3"(80MM)OUT PRESS REG RG.V WELD-IN-LINE 3" BW | 3770
HA4WO/7372 | 3"(80MM)OUT PRESS REG RG.B WELD-IN-LINE 3" BW | 3770
HA4WO/8382 | 4"(100MM)OUT PRESS REG RG.B,WELD-IN,4" BW CONN | 5311
HA4WOA/61 | 6"INLET/OUTLET REGULATOR,RG.A/V | 12778
HA4WOAS/3131 | 1-1/4"(32MM)IN/OUT PRES RGV WELD-IN ELEC,1-1/4" SW | 2746
HA4WOAS/51 | 5"INLET/OUTLET REG.W/ELEC SHUT-OFF,RG.A/V | 8535
HA4WOE/61 | 6"(150MM) OUTLET PRESSURE REG W/EXT EQUALIZED RG.V | 12211
HA4WOE/B101 | 3/4"(20MM) OUT PRES REG,RANGE V,50% RED,3/4" SW | 1151
HA4WOES/51 | 5"(125mm)REG,W/ELECT S/O, W/EXTERN EQZ. RG.V | 7722
HA4WOESX/5151 | 2"(50MM) REG W/ELEC S/O EXT EQZ EXPL PRF 115V RG.V | 3490
HA4WOS/2121 | 1"(25mm)OULET ELEC RG.V WELD INLINE 1" SW CONN | 1690
HA4WOS/2321 | 1"(25mm)OULET ELEC RG.B WELD INLINE 1" SW CONN | 1690
HA4WOS/2331 | 1" (25MM) OUTLET PRESS REG RG B. 1-1/4" SW CONN | 1690
HA4WOS/3131 | 1-1/4"(32MM)OUTLET PRES RG V. WELD-IN 1/4" SW | 1933
HA4WOS/51 | 5"(125mm)OUTLET REG.W/ELEC SHUT-OFF RG V | 7722
HA4WOS/5151 | 2" (50MM) OUTLET REG W/ELEC SHUT-OFF WELD-IN 2" SW | 2624
HA4WOS/5151E | 2"(50MM)OUTLET WELD-IN 2"SW CE-CATIII MOD.H EF102 | 2624
HA4WOS/7172 | 3"(80MM)OUTLET PRES REG RG.A, ELEC SO,3" BW | 4141
HA4WOS/7372 | 3"(80MM)OUTLET PRES REG RG B,ELEC SO,3" BW | 4141
HA4WOSZ/6161 | 2-1/2"(65MM)OUTLT REG W/ELECT SO,2-1/2"SW RG.V,PLT | 3538
HA4WP/51 | 5"(125MM)PNEUM COMPEN. PRESS. REGULATOR,RG.A | 7092
HA4WPS/51 | 5"(125MM)PNEU.COMP.PRESURE REG W/ELEC SHUTOFF,RG A | 7463
HA4WPSX/2121 | 1"(125MM)PNEU.COMP REG,RG.A,ELEC SO,EXPL PRF,115V | 2297
HA4WQ/2121 | 1"(25MM)ELEC CONT REG. RG Q1:0-87 PSIG BW,1"SW | 1060
HA4WQ/51 | 5"(125MM)ELEC CONTROLLED REG. RNG Q1:0-87PSIG BW | 7092
HA4WQ/61 | 6"(150MM) ELECT.CONTR REG. RGE Q1: 0-87 PSIG | 11952
HA4WQ/7172 | 3"(80mm)ELEC CNT.RG.Q1:0-87 WELD IN-LINE 3"BW CONN | 3511
HA4WQ/8182 | 4"(100mm)ELEC CNT.RG.Q1:0-87 WELD IN-LINE 4"BW CON | 5052
HA4WQS/51 | 5"(125MM)ELECT CON. REG. W/ELECT.SHUT-OFF,Q1:0-87P | 7463
HA4WR/5 | 5"(125MM)REMOTE OPERATED PRESSURE REGULATOR | 6965
HA4WR/6 | 6" (150MM) REMOTE OPERATED PRESSURE REGULATOR | 11825
HA4WR/8182 | 4"(100MM)MAIN REG W/REMOTE PILOT 4"BW WELD-IN-LINE | 4925
HA4WS/0101 | 3/4"(20mm)ELEC SHUT,RG.A,WELD IN-LINE 3/4"SW CON | 1136
HA4WS/2121 | 1"(25mm)REG ELEC WELD IN-LINE RG.A. 1" SW CONN. | 1304
HA4WS/3131 | 1-1/4"(32mm)ELEC WELD IN-LINE RG.A 1-1/4" SW CONN | 1547
HA4WS/4141 | 1-1/2"(40MM)PRES REG RG.A,ELEC,1-1/2" SW CONN | 1993
HA4WS/4151 | 1-1/2"(40MM)REG ELEC WELD-IN-LINE RG.A,2" SW CONN | 1993
HA4WS/51 | 5"(125MM) REG.W/ELECT SHUT-OFF,BW.END,RGE.A | 7336
HA4WS/5151 | 2"(50MM)REGULATOR RG.A ELEC SO WELD-IN 2" SW CONN | 2238
HA4WS/55 | 5"(125MM)REGULATOR W/ELECTRIC SHUT-OFF,RANGE V | 7552
HA4WS/61 | 6"(150MM)REG.WITH ELEC SHUT-OFF,BW END,RG A | 12196
HA4WS/6161 | 2-1/2"(65mm)ELEC ,WELD IN-LINE,RG.A,2-1/2" SW CONN | 2823
HA4WS/63 | 6"(150MM)REG.W/ELECT. SHUT-OFF,BW END,RG.B | 12196
HA4WS/7172 | 3"(80mm)PRESS REG.RG.A,ELEC.WELD IN-LINE 3"BW CONN | 3755
HA4WS/8182 | 4"(100mm)PRESS REG. RG.A WELD IN-LINE 4" BW CONN | 5296
HA4WSB/0101 | 3/4"(20mm)RG.A ELEC SO,WIDE OPEN,WELD-IN,3/4"SW | 1299
HA4WSB/61 | 6"(150mm)REG.W/ELEC SHUT-OFF,WIDE OPEN,RG.A | 12359
HA4WSBZ/3131 | 1-1/4"(32MM)REG RG.A ELEC SO,WO,1-1/4" SW,PLT | 1830
HA4WSX/55 | 5"(125MM)REG W/ELEC SO,BW,RG.V,EXP PROOF 115V | 8418
HA4WZ/51 | 5"(125MM)PRESS REG BUTT WELD,RG.A,PLATED | 8090
HA4WZ/61 | REGULATOR,6"PRESS R/A,PLT | 13046
HALD | ELECT OPERATED AUTO LIQ DRAINER-115V(ASSEM) | 1708
HAP85 | INTERNAL FLOAT SWITCH 98-HAP85 | 853
HCK1/0 | 3/4" (20MM) PISTON CHECK VALVE | 412
HCK1/2 | 1" (25MM) PISTON CHECK VALVE | 438
HCK1/3 | 1-1/4" (32MM) PISTON CHECK VALVE | 663
HCK1/3E | 1-1/4"(32MM)PISTON CHECK VLV CE-CAT.I,MOD.A,EF 100 | 663
HCK1/4 | 1-1/2" (40MM) PISTON CHECK VALVE | 844
HCK1/4E | 1-1/2"(40MM)PISTON CHECK VLV CE-II,MOD.H,EF 101 | 844
HCK1/5 | 2"(50MM) PISTON CHECK VALVE | 914
HCK1/5E | 2"(50MM)PISTON CHECK VALVE,CE.CAT.II,MOD.H,EF101 | 914
HCK1/6 | 2-1/2"(65MM) PISTON CHECK VALVE | 1122
HCK1/6E | 2-1/2"(65mm)PISTON CHK.VLV CE-CAT.II,MOD H,EF101 | 1122
HCK1/7 | 3"(80MM) PISTON CHECK VALVE | 1605
HCK1/7E | 3"(80MM)PISTON CHECK VLV,CE-CAT.II,MOD.H,EF.101 | 1605
HCK1/8 | 4"(100MM) PISTON CHECK VALVE | 2481
HCK1/8E | 4"(100mm)PISTON CHECK VALVE,CAT II,MOD H,EF101 | 2481
HCK1W-5/0001 | 3/4"(20MM)PISTON CHK VLV WELD,3/4"SW CONN,5#SPRING | 653
HCK1W-5/2021 | 1"(25MM)PISTON CHK VLV,1"SW CONN,5#SPRING | 715
HCK1W/0001 | 3/4"(20MM)PISTON CHK VLV WELD IN-LINE 3/4"SW CONN | 653
HCK1W/2021 | 1"(25mm)PISTON CHK VLV WELD IN-LINE 1" SW CONN | 715
HCK1W/2031 | 1"(25MM)PISTON CHK VLV WELD IN-LINE 1-1/4" SW CONN | 715
HCK1W/3031 | 1-1/4"(32mm)PISTON CHK WELD IN-LINE 1-1/4"SW CON. | 971
HCK1W/4041 | 1-1/2"(40MM)PISTON CK WELD IN LINE 1-1/2" SW CON | 1217
HCK1W/5 | 5"(125MM) PISTON CHECK VALVE BUTT WELD END | 5248
HCK1W/5051 | 2" (50MM) PISTON CHECK,WELD-IN LINE, 2" SW CONN | 1325
HCK1W/5E | 5"(125mm)PISTON CHK. VLV,BW,CE-CAT III,MOD H,EF102 | 5248
HCK1W/6 | 6"(150MM) PISTON CHECK VALVE BUTT WELD END | 8716
HCK1W/6061 | 2-1/2"(65mm)PISTON CHK VLV, WELD IN 2-1/2"SW | 1710
HCK1W/6E | 6"(150mm)PISTON CHK VLV,BW, CE-CATIII,MOD H,EF102 | 8716
HCK1W/7072 | 3" (80MM) HCK1W WELD IN LINE 3" BW CONN | 2347
HCK1W/8082 | 4"(100mm)PISTON CHK VLV WELD IN-LINE 4" BW CONN | 3477
HCK1Z/0 | 3/4" (20MM) PISTON CHK VLV,PLT | 475
HCK1Z/2 | 1"(25MM)PISTON CHECK VALVE "PLATED" | 501
HCK1Z/3 | 1-1/4"(32MM)PISTON CHECK VALVE PLATED | 726
HCK1Z/4 | 1-1/2"(40MM)PISTON CHECK VALVE PLATED | 1000
HCK1Z/5 | 2"(50MM)PISTON CHECK VALVE PLATED | 1070
HCK1Z/6 | 2-1/2"(65MM)PISTON CHECK VALVE "PLATED" | 1369
HCK1Z/7 | 3"(80MM)PISTON CHECK VALVE 3.2 (PLATED) | 1885
HCK1Z/8 | 4"(100MM)PISTON CHECK VALVE, PLATED | 2893
HCK2/3 | 1-1/4"(32MM)GAS POWR.SUC.STOP VLV W/1/2" SW DISC S | 783
HCK2/3E | 1-1/4"(32MM)GAS POWR SUC.STOP CE-CAT.I,MOD A,EF100 | 783
HCK2/4 | 1-1/2"(40MM) GAS PWRD STOP VLV W/1/2" SW DISC STR | 992
HCK2/4E | 1-1/2"(40MM)GAS PWD CHK.VLV CE-CAT.II,MOD H,EF101 | 992
HCK2/5 | 2"(50MM)GAS PWR SUC.STOP VLV,W/ 1/2"SW DISC STR | 1059
HCK2/5E | 2"(50MM)GAS PWRD CHECK VLV CE-CAT.II,MOD.H,EF 101 | 1059
HCK2/6 | 2-1/2"(65MM)GAS POW.SUC.STOP VLV W/1/2"SW DISC STR | 1423
HCK2/6E | 2-1/2"(65MM)GAS PWD CHK VLV CE-CAT.II,MOD.H,EF101 | 1423
HCK2/7 | 3"(80MM)GAS PWRD SUC.STOP VLV W/1/2"SW DISC STR | 1826
HCK2/7E | 3"(80MM)GAS PWD SUC.STOP VLV. CE-CAT.II,MOD.H,EF10 | 1826
HCK2/8 | 4"(100MM)GAS PWRD SUC.STOP VLV W/1/2"SW DISC STR | 2769
HCK2/8E | 4"(100MM)GAS PWRD STOP CHK. CE-CAT.II,MOD.H,EF101 | 2769
HCK2W/4041 | 1-1/2"(40mm)GAS PWR STOP WELD IN-LINE 1-1/2"SW CON | 1368
HCK2W/4051 | 1-1/2" (40mm) GAS PWR STOP WELD IN-LINE 2" SW CONN | 1368
HCK2W/5 | 5"(125MM)GAS POWRD SUC.STOP VLV.BW,1/2"SW DISC STR | 6020
HCK2W/5051 | 2" (50MM) HCK2W GAS CHK,WELD IN LINE 2" SW CONN | 1472
HCK2W/5E | 5"(125MM)GAS PWD SUC.VLV.BW CE.CAT.III,MOD.H,EF102 | 6020
HCK2W/6 | 6"(150MM)GAS SUCT STOP VLV BW,1/2"SW DISC STR | 9534
HCK2W/6061 | 2-1/2"(65MM)HCK2W GAS CHECK WELD-IN-LINE 2-1/2" SW | 2015
HCK2W/6E | 6"(150mm)GASSUCSTOP,1/2"DISC STR,CATIII,MODH,EF102 | 9534
HCK2W/7072 | 3"(80MM) GAS CHECK VALVE 3" BW WELD-IN-LINE CONN | 2574
HCK2W/7072E | 3"(80MM) GAS CHECK 3" BW,CE-CATII MODH EF101 | 2574
HCK2W/8082 | 4" WELD IN LINE HCK2 WITH 4" BW CONN | 3774
HCK2W/8082E | 4"(100MM) WELD-IN-LINE 4" BW CE-CATII MODH EF101 | 3774
HCK2WZ/5 | 5"GAS PWRD CHECK VLV.BW,1/2"SW DISC STR.,PLATED | 7175
HCK2WZ/5051 | 2" (50MM) GAS CHECK VLV 2" SW,PLTD | 1660
HCK2WZ/6061 | 2-1/2"(65MM)GAS CHECK VLV 2-1/2" SW,PLTD | 2311
HCK2WZ/7072 | 3"(80MM)GAS CHECK VLV 3" BW WELD-IN-LINE,PLTD | 2913
HCK2WZ/7072E | 3"(80MM) GAS CHECK 3" BW ZINC CE-CATII MOD.H EF101 | 2913
HCK2Z/3 | 1-1/4"(32MM)GAS PWRD SUC.STOP VLV.W/1/2"SW DISC ST | 886
HCK2Z/4 | 1-1/2"(40MM)GAS PWR SUC.STOP VLV,1/2"SW DISC STR,P | 1149
HCK2Z/5 | 2"(50MM)GAS PWRD SUC.STOP VLV 1/2"SW DISC STR.,"PL | 1216
HCK2Z/6 | 2-1/2"(65MM)GAS PWRD SUC.STOP VLV.1/2"SW DISC STR. | 1672
HCK2Z/7 | 3"(80MM)GAS PWRD SUC.STOP VLV.1/2"SW DISC STR.PLAT | 2106
HCK2Z/8 | 4"(100MM)GAS PWRD SUC.STOP VLV,1/2"SW DISC STR."PL | 3183
HCK4-0 | 3"(80MM)FLG.IN-LINE CHECK VLV,CATII,MODH,EF101 | 850
HCK4-0LR | 3"(80MM)GRAVITY DRAIN CK.VLV.CE-CAT.II,MOD.H,EF101 | 850
HCK4-1 | 4"(100MM)FLG.IN-LINE CHK VLV | 1385
HCK4-1LR | 4"(100MM)GRAVITY DRN CK. VLV | 1385
HCK4-2 | 5/8" (16MM) FLANGED IN-LINE CHECK VALVE | 145
HCK4-2-10 | 5/8" FLANGED IN-LINE CHECK VLV WITH 10 PSIG SPRING | 145
HCK4-2-18 | 5/8" FLANGED IN LINE CHECK VLV WITH 18 PSID SPRING | 145
HCK4-2-30 | 5/8" FLANGED IN-LINE CHECK VLV 30 PSID | 145
HCK4-3 | 3/4" (20MM) FLANGED IN-LINE CHECK VALVE | 156
HCK4-4 | 1" (25MM) FLANGED IN-LINE CHECK VALVE | 213
HCK4-5 | 1-1/4"(32MM)IN-LINE CHECK VLV CE-CAT.I,MOD.A,EF100 | 311
HCK4-6 | 1-1/4"(32MM)4-BLT,FLNG CHECK VLV | 365
HCK4-7 | 1-1/2"(40MM)FLG IN-LINE CK VLV,CATII,MODH,EF101 | 392
HCK4-8 | 2"(50MM)FLG IN-LINE CHK. VLV,CAT.II,MOD.H,EF101 | 453
HCK4-8LR | 2"(50MM)GRAVITY DRAIN CK.VLV,CE-CATII,MOD.H,EF101 | 453
HCK4-9 | 2-1/2"(65MM) IN-LINE CK.VLV.CE-CAT.II.MOD.H.EF101 | 633
HCK4Z-2 | VLV,5/8"CK IN-LINE,PLT,GRN PNT | 159
HCK4Z-3 | VLV,3/4"CK IN-LINE,PLT,GRN PNT | 171
HCK5D/4 | 1-1/2"(40MM) SELF-EQ GAS SUC.STOP VLV 1/2"SW | 1761
HCK5D/4E | 1-1/2"(40mm) SELF EQU GAS SUC CE-CATII,MODH,EF101 | 1761
HCK5D/5 | 2"(50MM) SELF-EQ GAS SUC.STOP VLV 1/2"SW | 1827
HCK5D/5E | 2" (50MM) SELF-EQ GAS SUC CE-CATII,MOD H,EF101 | 1827
HCK5D/6 | 2-1/2" (65MM) SELF-EQ GAS SUC.STOP VLV W/1/2"SW | 2179
HCK5D/6E | 2-1/2"(65mm)SELF EQU SUC STOP CE-CATII MODH EF101 | 2179
HCK5D/7 | 3"(80MM) SELF-EQGAS SUC.STOP 1/2"SW DISC STR | 2559
HCK5D/7E | 3"(80mm)SELF EQU SUC STOP VLV,CE-CATII,MODH EF101 | 2559
HCK5D/8 | 4"(100MM)SELF-EQ SUC.STOP W/1/2"SW DISC STR | 3776
HCK5D/8E | 4"(100mm)SLF EQL SUC STOP VLV CE-CATII MODH,EF101 | 3776
HCK5DW/4041 | 1-1/2"(40MM)SLF-EQ.SUC.STOP,WELD-IN 1-1/2"SW | 2148
HCK5DW/5051 | 2" (50MM) SELF-EQ GAS SUC.STOP VLV WELD-IN-LINE | 2257
HCK5DW/5051E | 2"(50MM)SELF-EQ GAS SUC.STOP,CE-CATII,MODH,EF101 | 2257
HCK5DW/6061 | 2-1/2"(65MM)SLF-EQ. GAS SUC.STOP VLV WELD-IN-LINE | 2787
HCK5DW/7072 | 3"(80MM) SELF-EQ. GAS SUC.STOP VLV WELD-IN-LINE | 3319
HCK5DW/7072E | 3"(80MM)SELF-EQ GAS SUC.STOP,CE-CATII,MODH,EF101 | 3319
HCK5DW/8082 | 4" (100MM) SELF-EQ. GAS SUC.STOP VLV WELD-IN-LINE | 4797
HCK5DWZ/4041 | 1-1/2"(40MM)SELF/GAS SUC.STOP WLD-IN 1-1/2"SW,PLTD | 2333
HCK5DWZ/5051 | 2"(50MM) SELF-EQ. GAS SUC. WELD-IN 2"SW ,PLTD | 2442
HCK5DWZ/6061 | 2-1/2"(65MM)SELF/GAS SUC.STP WELD-IN 2-1/2"SW,PLTD | 3080
HCK5DWZ/7072 | 3"(80MM)SELF-EQ. GAS SUC.WELD-IN 3"BW PLTD | 3659
HCK5DWZ/8082 | 4"(100MM)SELF-EQ.GAS SUC.STOP WELD-IN 4"BW,PLTD | 5423
HCK5DZ/4 | 1-1/2"(40mm)SELF EQ. GAS SUC STOP 1/2"SW,PLTD | 1915
HCK5DZ/4E | 1-1/2"(40mm)SELF EQ 1/2"SW,PLT CE-CATII,MODH,EF101 | 1915
HCK5DZ/5 | 2"(50mm)GAS PRWD 2-STEP SUCTION STOP, PLATED | 1981
HCK5DZ/6 | 2-1/2"(65mm)SELF EQ GAS SUC STOP,1/2"SW PLATED | 2425
HCK5DZ/7 | 3"(80mm)SELF EQ.SUC STOP W/1/2"SW DISC STRN,PLTD | 2840
HCK5DZ/8 | 4"(100mm)SELF-EQ. SUC STOP W/1/2"SW DISC STN, PLTD | 4294
HCK5W/5 | 5"(125MM)GAS POWERD SUC STOP VLV,PILOT ASSY,L/COIL | 6955
HCK5W/6 | 6"(150MM)GAS POWRD SUC STOP VLV,PILOT ASSY,L/COIL | 10468
HCK5WZ/5 | 5"(125MM)GAS PWRD SUC STOP VLV, PLATED | 8155
HCK5WZ/6 | 6"(150MM)GAS POWERED SUC STOP VLV, PLTD | 11720
HG25 | 1/8" MPT PRESSURE GAUGE | 114
HG27 | 1/4" MPT PRESSURE GAUGE | 162
HGV1 | 1/4" LG NECK GAUGE VLV, ANGLE MPTXFPT,SS STEM,W/SC | 104
HGV1H | 1/4"LG NECK GAUGE VLV,ANG MPT X FPT,SS STM,BAR HAN | 107
HGV1W | 1/4"LG NECK GAUGE VLV,ANGLE BWXFPT,SS STEM,W/SC | 104
HGV2 | 1/4"LG NECK GAUGE VLV, MPTXFPT,SS,ANGLE,BARE STEM | 100
HKC051/062 | #050 FLANGE, 5/8"(16 MM) ODS KIT | 90
HKC051Z/062 | #050 FLANGE,5/8"(16MM)ODS PLATED | 105
HKC101/087 | #100 FLANGE, 7/8"(22 MM) ODS KIT | 111
HKC101/112 | #100 FLANGE, 1-1/8"(28 MM) ODS KIT | 111
HKC101/137 | #100 FLANGE, 1-3/8"(35 MM) ODS KIT | 111
HKC101Z/087 | FLANGE,#100 (7/8")ODS,PLT | 129
HKC101Z/112 | FLANGE KIT,#100(1.125)PLT | 129
HKC101Z/137 | FLANGE KIT,#100(1-3/8)PLT | 129
HKC200/162 | #200 FLANGE, 1-5/8" ODS KIT | 159
HKC200/212 | #200 FLANGE, 2-1/8"(54 MM) ODS KIT | 159
HKC200M042 | #200 FLANGE, 42 MM ODS KIT | 159
HKC200Z/162 | FLANGE KIT,#200(1-5/8)PLT | 190
HKC200Z/212 | #200 FLANGE,2-1/8"(54MM) ODS PLATED | 190
HKC250/262 | #250 FLANGE 2-5/8"(65 MM)ODS KIT | 263
HKC250Z/262 | #250 FLANGE 2-5/8"(65MM) ODS PLATED | 310
HKC300/312 | #300 FLANGE, 3-1/8"ODS KIT | 333
HKC300Z/312 | FLANGE KIT,#300(3-1/8)PLT | 392
HKC400/412 | #400 FLANGE, 4-1/8" ODS KIT | 509
HKC400Z/412 | FLANGE KIT,#400(4-1/8)PLT | 617
HKN050/037 | #050 FLANGE, 3/8" WN KIT | 90
HKN050/050 | #050 FLANGE, 1/2" WN KIT | 90
HKN050/075 | #050 FLANGE, 3/4" WN KIT | 90
HKN050Z/050 | #50 FLANGE,1/2"WN KIT,"PLATED | 105
HKN100/075 | #100 FLANGE, 3/4" WN KIT | 111
HKN100/100 | #100 FLANGE, 1" WN KIT | 111
HKN100/125 | #100 FLANGE, 1-1/4" WN KIT | 111
HKN100/150 | #100 FLANGE, 1-1/2" WN KIT | 111
HKN100Z/075 | FLANGE KIT,#100,3/4",PLT | 129
HKN100Z/100 | FLANGE KIT,#100, 1",PLT | 129
HKN100Z/125 | FLANGE KIT,#100,1-1/4"PLT | 129
HKN100Z/150 | #100 FLANGE KIT 1-1/2"WN PLATED | 129
HKN200/150 | #200 FLANGE, 1-1/2" WN KIT | 159
HKN200/200 | #200 FLANGE, 2" WN KIT | 159
HKN200Z/150 | FLANGE KIT,#200,1-1/2"PLT | 190
HKN200Z/200 | FLANGE KIT, #200,2", PLT | 190
HKN250/250 | #250 FLANGE, 2-1/2" WN KIT | 263
HKN250/300 | #250 FLANGE, 3" WN KIT | 263
HKN250Z/250 | #250 FLANGE, 2-1/2" WN KIT,PLTD | 310
HKN300/300 | #300 FLANGE, 3" WN KIT | 333
HKN300Z/300 | FLANGE KIT,#300,3" WN,PLT | 392
HKN400/400 | #400 FLANGE, 4" WN KIT | 509
HKN400Z/400 | FLANGE KIT,#400,4" WN,PLT | 617
HKS050/025 | #050 FLANGE, 1/4" SW KIT | 63
HKS050/037 | #050 FLANGE, 3/8" SW KIT | 63
HKS050/050 | #050 FLANGE, 1/2" SW KIT | 63
HKS050/075 | #050 FLANGE, 3/4" SW KIT | 63
HKS050Z/037 | #050 FLANGE 3/8 SW KIT "PLATED" | 78
HKS050Z/050 | #50 FLANGE, 1/2"SW KIT "PLATED" | 78
HKS050Z/075 | #50 FLANGE, 3/4"SW KIT "PLATED" | 78
HKS100/075 | #100 FLANGE, 3/4" SW KIT | 80
HKS100/100 | #100 FLANGE, 1" SW KIT | 80
HKS100/125 | #100 FLANGE, 1-1/4" SW KIT " | 80
HKS100/150 | #100 FLANGE, 1-1/2" SW KIT | 80
HKS100Z/075 | #100 FLANGE,3/4"SW KIT "PLATED" | 98
HKS100Z/100 | #100 FLANGE, 1" SW KIT "PLATED" | 98
HKS100Z/125 | #100 FLANGE,1-1/4"SW KIT "PLATED" | 98
HKS200/150 | #200 FLANGE, 1-1/2" SW KIT | 127
HKS200/200 | #200 FLANGE, 2" SW KIT | 127
HKS200Z/150 | #200 FLANGE, 1-1/2" SW KIT "PLATED" | 158
HKS200Z/200 | #200 FLANGE, 2"SW KIT "PLATED" | 158
HKS250/150 | #250 FLANGE 1-1/2" SW | 219
HKS250/200 | #250 FLANGE 2" SW | 219
HKS250/250 | #250 FLANGE, 2-1/2" SW KIT | 219
HKS250/300 | #250 FLANGE, 3" SW KIT | 219
HKS250Z/250 | #250 FLANGE,2-1/2"SW KIT "PLATED" | 266
HKS250Z/300 | #250 FLANGE 3"SW,PLATED | 266
HKS300/250 | #300 FLANGE, 2-1/2" SW KIT | 248
HKS300/300 | #300 FLANGE, 3" SW KIT | 248
HKS300Z/300 | #300 FLANGE, 3"SW KIT "PLATED" | 307
HKS400/400 | #400 FLANGE, 4" SW KIT | 380
HKS400Z/400 | #400 FLANGE, 4" SW KIT "PLATED" | 488
HKT050/025 | #050 FLANGE, 1/4" FPT KIT | 63
HKT050/037 | #050 FLANGE, 3/8" FPT KIT | 63
HKT050/050 | #050 FLANGE, 1/2" FPT KIT | 63
HKT050/075 | #050 FLANGE, 3/4" FPT KIT | 63
HKT050Z/025 | #050 FLANGE, 1/4 FPT KIT, PLATED | 78
HKT050Z/037 | #050 FLANGE, 3/8" FPT KIT, PLATED | 78
HKT050Z/050 | #50 FLANGE KIT,1/2"FPT PLATED | 78
HKT050Z/075 | #050 FLANGE, 3/4" FLANGE KIT, PLATED | 78
HKT100/075 | #100 FLANGE, 3/4" FPT KIT | 80
HKT100/100 | #100 FLANGE, 1" FPT KIT | 80
HKT100/125 | #100 FLANGE, 1-1/4" FPT KIT | 80
HKT100Z/075 | #100 FLANGE KIT,3/4"FPT,PLATED | 98
HKT100Z/100 | #100 FLANGE KIT, 1"FPT | 98
HKT100Z/125 | #100 FLANGE KIT 1-1/4"FPT PLATED | 98
HLL | STANDARD HERM FLOAT SWTCH SIDE & BTM CON 3/4"FPT/1 | 1031
HLL-ACT | STD HERM FLOAT SWTCH,ACT,SIDE & BTM CON 3/4"FPT/ | 1031
HLL-E | STD HERM FLOAT SWCH 3/4"FPT/1 CAT IV,MOD B+D,EF109 | 1135
HLL/HTR1 | HERM FLOAT SWITCH,SIDE/BTM CONN,W/HEATR 10WATT/115 | 1297
HLL/HTR2 | STD HERM FLT SWTCH,SIDE/BTM CONN,W/HTR 10WATT/230V | 1297
HLL050 | STANDARD HERM FLOAT SWITCH SIDE&BTM CONN 1/2"DIFF" | 1031
HLL100 | STAND HERM FLOAT SWITCH SIDE & BTM CONN 1" DIFF"L. | 1031
HLLC | STD.HERM.FLOAT SWTCH W/CVR SIDE&BTM CON3/4"FPT/1"W | 1166
HLLC/HTR1 | STD.HERM.FLOAT SWTCH W/CVR, W/HTR 10 WATT/155 VOLT | 1431
HLLC/HTR2 | STD.HERM.FLOAT SWITCH,W/CVR, W/HTR 10 WATT/230V | 1431
HLLC050 | HERM FLOAT SWT,W/METAL COVER,SIDE&BTM.CONN.1/2"DIF | 1166
HLLC100 | STD HERM FLOAT SWITCH SIDE & BTM CONN 1" DIFF | 1166
HLLCE | STD.HERM.FLT SWTCH W/COVR SIDE&BTM.CONN.W/DIN PLUG | 1227
HLLCE/HTR2 | STD.HERM.FLT STCH W/CVR SIDE &BOT.CON.W/DIN&230V H | 1492
HLLE | REFRIG FLOAT SWITCH,SIDE & BTM DIN PLUG | 1092
HLLE-E | REFRIG FLOAT SWITCH, DIN PLUG,CAT IV,MOD B+D,EF109 | 1092
HLLE050 | HERM FLOAT SWITCH SIDE 1/2 DIFFERENTIAL W/DIN PLUG | 1092
HLLE075 | REFRIG FLOAT STCH SIDE&BTM W/DIN PLUG.W/20 MM DIFF | 1092
HLLS | UNIV HERM.FLOAT SWTCH 2SIDE/1 BTM CON3/4"FPT/1"WLD | 1165
HLLS/HTR1 | UNIV HERM FLT SWTH,2 SIDE 1 BTM CON,W/HTR.10W/115V | 1430
HLLS/HTR2 | UNIV HERM FLT SWTH,2 SIDE/ I BTM CONN,W/HTR/10W 23 | 1430
HLLS050 | UNIV.FLOAT SWTCH 2 SIDE, 1 BTM CONN W/2" DIFF"L. | 1165
HLLSC | UNIV.HERM.FLT SWTCH W/COV 2SIDE/1 BTM CON 3/4"FPT | 1300
HLLSC/HTR1 | UNIV.HERM.FLT SWTCH W/COVR 2SIDE/1BTM CONN,HEATR,1 | 1565
HLLSC/HTR2 | UNIV HERM FLT SWITCH W/COVR 2SIDE/1BTM CONN,HEATR, | 1565
HLLSCE | UNIV.HERM.FLOAT SWITH,2 SIDE/1 BTM.CONN.W/COVER,W/ | 62
HLLSE | UNIVRSL FLT SWITCH,2 SIDE 1 BTM CONN WITH DIN PLUG | 1226
HLLSE-E | UNIV. FLT SWITCH, W/DIN PLUG,CAT IV,MOD B+D,EF109 | 1349
HLLSW | SWITCH ASSEMBLY FOR HANSEN HLL FLOAT SWITCH TYPES | 509
HLLSW/HTR1 | SWITCH ASSM.FOR HLL W/ HTR1 10 WATT/115 VOLT | 774
HLLSW/HTR2 | SWITCH ASSM FOR HLL W/ HEATER 10 WATT/230 VOLT | 774
HLLSWE | SWTH ASSM.FOR HANSEN HLL/ R/S LL FLT SWTH,W/DINPLU | 570
HLLSWE/HTR2 | SWTCH ASMB FOR HLL W/DIN PLUG,HTR 10 WATT/230V | 835
HLLSWERS | SWITCH ASSY HLL/DIN TO REPLACE R/S | 774
HPS | PRES SWTCH RDA,1/8"NPT, SPDT,1/2"NPSM PLUG CONN,5A | 467
HS2/1 | 5/32" SOLEND VLV REF. 1/4" THREADED END CONNECTN | 259
HS2/2 | 5/32"SOLEND VLV REF. 3/8" THREADED END CONN. | 259
HS2/3 | 5/32"SOLENOID VLV REF. 1/2" THREADED CONNECTION | 259
HS2B/1 | 5/32" BRASS SOLENOID VLV FOR WATER 1/4" THREADED | 282
HS2F/1 | 5/32" SOLENOID VALVE, FLANGED | 213
HS2FNO/1 | 5/32" SOLENOID VLV,NORMALLY OPEN,FLANGED | 426
HS2NO/1 | 5/32" SOLENOID VLV,1/4" FPT,NORMALLY OPEN | 472
HS4A-4/3 | 1-1/4"(32MM)SOLENOID VALVE FOR REFRIGERANT(4-BOLT) | 988
HS4A/0 | 3/4"(20MM) SOLENOID VALVE FOR REFRIGERANT | 546
HS4A/2 | 1"(25MM) SOLENOID VALVE FOR REFRIGERANT | 714
HS4A/3 | 1-1/4" (32MM) SOLENOID VALVE FOR REFRIGERANT | 898
HS4A/3E | 1-1/4"(32MM)SOLENOID VALVE CE-CAT.I,MOD.A,EF 100 | 898
HS4A/4 | 1-1/2"(40MM)SOLENOID VALVE FOR REFRIGERANT | 1280
HS4A/4E | 1-1/2"(40MM)SOLENOID VALVE CE-CAT.II,MOD.H, EF 101 | 1280
HS4A/5 | 2"(50MM) SOLENOID VALVE FOR REFRIGERANT | 1427
HS4A/5E | 2"(50MM)SOLENOID VALVE CE-CAT.II,MOD.H, EF 101 | 1427
HS4A/6 | 2-1/2"(65MM)SOLENOID VALVE FOR REFRIGERANT | 1949
HS4A/6E | 2-1/2"(65MM)SOLENIOD VALVE CE-CAT.II,MOD.H,EF 101 | 1949
HS4A/7 | 3"(80MM) SOLENOID VALVE FOR REFRIGERANT | 2940
HS4A/7E | 3"(80MM)SOLENOID VALVE CE-CAT.II,MOD.H,EF 101 | 2940
HS4A/8 | 4"(100MM) SOLENOID VALVE FOR REFRIGERANT | 4219
HS4A/8E | VLV,4"SOLENOID FOR REF(P) | 4219
HS4A/A | 3/4"(20MM) SOLENOID VALVE 25% REDUCED PORT. | 546
HS4A/B | 3/4"SOLENOID VLV FOR REFRIGERANT/50% REDUCED PORT | 546
HS4ANO/0 | 3/4" (20MM) NORMALLY OPEN SOLENOID VALVE | 759
HS4ANO/2 | 1"(25MM) NORMALLY OPEN SOLENOID VLV | 927
HS4ANO/3 | 1-1/4" (32MM) NORMALLY OPEN SOLENOID VALVE | 1111
HS4ANO/4 | 1-1/2"(40MM)NORMALLY OPEN SOLENOID VLV | 1493
HS4ANO/5 | 2" (50MM) NORMALLY OPEN SOLENOID VALVE | 1640
HS4ANO/7 | 3" (80MM) NORMALLY OPEN SOLENOID VALVE | 3153
HS4ANO/8 | 4" (100MM) NORMALLY OPEN SOLENOID VLV | 4432
HS4AX/0 | 3/4"(20MM)SOLENOID VLV W/EXT. EXP 115V | 1412
HS4AX/2 | 1"(25MM) EXPLOSION PROOF SOLENOID VALVE 115V COIL | 1583
HS4AX/3 | 1-1/4"(32MM)SOLENOID VALVE W/EXT. EXP 115v | 1764
HS4AX/4 | 1-1/2"(40mm)SOLENOID VALVE, EXP 115V | 2146
HS4AX/5 | 2"(50mm) SOLENOID VALVE, EXP 115V | 2293
HS4AX/7 | 3" (80MM) SOLENOID VLV W/ EXP 115V | 3806
HS4AX/8 | 4"(100mm)SOLINOID VALVE, EXP 115V | 5085
HS4AX/A | 3/4"(20MM)SOLENOID VALVE W/EXT EXP 115V,25%RED. | 1412
HS4AX/B | 3/4"(20MM) SOLENOID VLV W/EXT EXP 115V 50% REDUCED | 1412
HS4AZ/0 | 3/4"(20MM)SOLENOID VALVE PLATED | 636
HS4AZ/2 | 1"(25MM) SOLENOID VALVE PLATED | 804
HS4AZ/3 | 1-1/4"(32MM)SOLENOID VLV FOR REFRIGERANT,"PLATED" | 988
HS4AZ/4 | 1-1/2"(40MM)SOLENOID VLV FOR REFRIGERANT,"PLATED" | 1423
HS4AZ/5 | 2"(50MM)SOLENOID VALVE FOR REFRIGERANT,"PLATED" | 1570
HS4AZ/5E | 2"(50MM)SOLENOID VLV,"PLATED" CE-CATII,MOD.H EF101 | 1570
HS4AZ/6 | 2-1/2"(65MM)SOLENOID VLV FOR REFRIGERANT,"PLATED" | 2217
HS4AZ/7 | 3"(80MM)SOLENOID VALVE FOR REFRIGERANT,"PLATED | 3251
HS4AZ/8 | 4"(100MM)SOLENOID VALVE FOR REFRIGERANT,"PLATED" | 4698
HS4AZ/B | 3/4" SOLENOID VALVE FOR REFRIG,50%RED PORT, PLATED | 636
HS4D/0 | 3/4" (20mm) 2-STEP SOLENOID VALVE | 1288
HS4D/2 | 1" (25mm) 2-STEP SOLENOID VALVE | 1326
HS4D/3 | 1-1/4" (32MM) 2-STEP SOLENOID VALVE | 1403
HS4D/3E | 1-1/4" (32MM) 2-STEP SOLENOID CE-CATI MOD A EF100 | 1403
HS4D/4 | 1-1/2"( 40mm) 2-STEP SOLENOID VALVE | 1843
HS4D/4E | 1-1/2"(40MM) 2-STEP SOL.VLV, CE CAT II. MODH EF101 | 1843
HS4D/5 | 2"(50mm) 2-STEP SOLENOID VALVE | 2112
HS4D/5E | 2" DUAL STAGE SOLENOID VLV,CE CAT II,MOD H,EF101 | 2112
HS4D/6 | 2-1/2"(65mm) 2-STEP SOLENOID VALVE | 2471
HS4D/6E | 2-1/2"(65mm) 2-STEP SOL VLV,CE-CATII, MOD.H, EF101 | 2471
HS4D/7 | 3" (80MM) 2-STEP SOLENOID VALVE | 3804
HS4D/7E | 3"(80MM)TWO-STEP SOL VALVE CE-CAT.II,MOD.H,EF 101 | 3804
HS4D/8 | 4"(100MM) 2-STEP SOLENOID VALVE | 5046
HS4D/B | 3/4"(20mm)2-STEP SOLENOID VLV,50% RED PORT | 1288
HS4DW/0001 | 3/4"(20mm)2-STEP SOLENOID,WELD IN-LINE 3/4"SW CON | 1526
HS4DW/2021 | 1"(25mm)2-STEP SOLENOID WELD IN-LINE 1" SW CONN | 1600
HS4DW/3031 | 1-1/4"(32mm)2-STEP SOLENOID,WELD-IN 1-1/4" SW | 1701
HS4DW/4041 | 1-1/2"(40MM)2-STEP SOLND WELD-IN 1 1/2" SW | 2204
HS4DW/4051 | 1-1/2"(40MM)2-STEP SOLENOID WELD-IN 2" SW CONN | 2204
HS4DW/5051 | 2"(50mm)2-STEP SOLENOID,WELD IN-LINE 2"SW CONN. | 2509
HS4DW/7072 | 3"(80MM) 2-STEP SOLENOID W/3" BW WELD-IN-LINE CONN | 4524
HS4DW/8082 | 4"(100MM)2-STEP SOLENOID W/4" BW WELD-IN-LINE CONN | 6011
HS4DWZ/4041 | 1-1/2"(40MM)2-STEP SOLENOID WELD-IN 1-1/2SW,PLATED | 2631
HS4DWZ/4041E | 1-1/2(40MM)2-STEP SOL,1-1/2" SW,CATII MOD.H EF101 | 2631
HS4DZ/0 | 3/4" (20MM) 2-STEP SOL VLV ZINC PLATED | 1473
HS4DZ/2 | 1"(25MM) 2-STEP SOLENOID VALVE, ZINC PLATED | 1511
HS4DZ/3 | 1-1/4"(32mm) 2-STEP SOLENOID VALVES, PLATED | 1588
HS4DZ/4 | 1 1/2" (40MM) 2-STEP SOLENOID VALVE ZINC PLATED | 2239
HS4DZ/4E | 1-1/2"(40MM)2-STEP SOL,PLT,CE-CATII MOD.H EF101 | 2239
HS4DZ/5 | 2"(50mm) 2-STEP SOLENOID VALVE, ZINC PLATED | 2508
HS4DZ/6 | 2-1/2"(65MM) 2-STEP SOLENOID VALVE ZINC PLATED | 2960
HS4DZ/8 | 4" (100MM) 2-STEP SOLENOID VALVE PLATED | 5625
HS4W/0001 | 3/4"(20mm)SOL VLV WELD IN-LINE,3/4" SW CONN | 790
HS4W/0021 | 3/4" (20MM) SOL VLV WELD IN LINE, 1" SW CONN | 790
HS4W/0031 | 3/4" (20MM) SOLENOID VLV,WELD IN LINE 1 1/4" SW CO | 790
HS4W/2021 | 1"(25mm)SOL VLV FOR REFRG.WELD-IN-LINE,1"SW CONN. | 994
HS4W/2031 | 1"(25MM) SOLND VLV, WELD-IN 1-1/4" SW CON | 994
HS4W/3031 | 1-1/4"(32mm)SOLENOID WELD IN-LINE 1-1/4" SW CONN | 1208
HS4W/3031E | 1-1/4"(32mm) WELD-IN 1-1/4" SW,CE-CATI MODA EF100 | 1208
HS4W/4041 | 1-1/2" SOLENOID VALVE WELD IN-LINE 1-1/2" SW CONN | 1661
HS4W/4051 | 1-1/2" SOLENOID VALVE WELD-IN-LINE 2" SW CONN | 1661
HS4W/5 | 5"(125MM)SOL VLV FOR REFRIG,BW END | 7469
HS4W/5051 | 2"(50mm)SOLENOID VLV,WELD IN-LINE 2"SW CONN | 1846
HS4W/5051E | 2" (50mm) WELD-IN-LINE 2" SW CE-CATII MODH EF101 | 1846
HS4W/6 | 6"(150MM)SOL VALVE FOR REFRIG,BUTT WELD END | 11813
HS4W/6061 | 2-1/2"(65MM)SOL VLV, WELD IN LINE, 2-1/2" SW CONN | 2553
HS4W/7072 | 3"(80mm)SOLENOID VLV WELD IN LINE 3"BW CONN | 3708
HS4W/8082 | 4"(100mm)SOLENOID VLV WELD IN-LINE 4" BW CONN | 5148
HS4WNO/5051 | 2"(50mm)NORMALLY OPEN SOLENOID VLV,2"SW CONN | 2059
HS4WX/0001 | 3/4"(20MM)EXP PROOF SOL 115V WELD-IN-LINE 3/4"SW | 1656
HS4WX/3031 | 1-1/4"(32MM)EXP PROOF SOL 115V WELD-IN 1-1/4" SW | 2074
HS4WX/4041 | 1-1/2" (40MM) EXP PROOF SOL 115V WELD-IN 1-1/2" SW | 2527
HS4WX/6 | 6" (150MM) EXPLOSION PROOF SOLENOID 115V BUTT WELD | 12679
HS4WZ/0001 | 3/4"(20MM)SOL VALVE WELD-IN-LINE 3/4" SW,PLTD | 898
HS4WZ/4041 | 1-1/2"(40MM)SOL VLV WELD-IN-LINE 1-1/2"SW, PLT | 1835
HS4WZ/4041E | 1-1/2"(40MM)SOL,WELD-IN 1-1/2"SW CATII MOD.H EF101 | 1835
HS4WZ/5051 | 2"(50MM) SOLENOID VLV WELD-IN-LINE,2" SW,PLTD | 2020
HS4WZ/6061 | 2-1/2"(65MM) SOL VLV WELD-IN-LINE 2-1/2" SW,PLT | 2868
HS4WZ/7072 | 3"(80MM)SOLENOID VLV WELD IN LINE 3"BW CONN,PLATED | 4078
HS4WZ/7072E | 3"(80MM)SOL VLV WELD-IN 3"BW CATII MOD.H EF101,PLT | 4078
HS6/1 | 5/32" (4MM) SOLENOID VALVE FOR REFRIGERANT | 234
HS6NO/1 | 5/32" (4MM) NORMALLY OPEN SOLENOID VALVE | 447
HS6Z/1 | 5/32"(4MM)SOLENOID VLV FOR REFRIGRNT,PLT,GRN PNT | 250
HS7/0 | 3/4" (20MM) SOLENOID VALVE FOR REFRIGERANT | 490
HS7/2 | 1"(25MM) SOLENOID VALVE FOR REFRIGERANT | 687
HS7/3 | 1-1/4"(32MM) SOLENOID VALVE FOR REFRIGERANT | 892
HS7/3E | 1-1/4"(32MM)SOLENOID CE-CAT.I,MOD.A,EF 100 | 892
HS7NO/0 | 3/4" (20MM) NORMALLY OPEN SOLENOID VALVE | 703
HS7Z/0 | 3/4"(20MM)SOLENOID VALVE FOR REFRIG,PLATED | 557
HS7Z/2 | 1"(25MM)SOLENOID VALVE FOR REFRIGERANT,"PLATED" | 754
HS7Z/3 | 1-1/4(32MM)SOLENOID VALVE "PLATED" | 959
HS7Z/3E | 1-1/4"(32mm)SOLENOID VLV,PLTD.CE-CAT I,MODA,EF100 | 959
HS8A/1 | 1/2"(13MM) SOLENOID VALVE FOR REFRIGERANT | 314
HS8ANO/1 | 1/2" (13MM) NORMALLY OPEN SOLENOID VALVE | 527
HS8AZ/1 | 1/2"(13MM)SOLENOID VALVE FOR REFRIGERANT "PLATED" | 330
HS8W/1001 | 1/2"(13MM) SOLENOID VALVE, 3/4" SW CONN | 625
HS8W/1011 | 1/2"(13mm) SOLENOID VALVE, 1/2" SW CONN | 625
HS8W/1022 | 1/2"(13MM) SOLENOID VALVE, 1" BW CONN | 625
HS9B/3 | 1-1/4" (32MM) GAS-POWERED SOLENOID VALVE | 1316
HS9B/3E | 1-1/4"(32MM)GAS PWRD VLV, CE-CAT I, MOD.A, EF100 | 1316
HS9B/4 | 1-1/2" (40MM) GAS POWERED SOLENOID VALVE | 1506
HS9B/4E | 1-1/2"(40MM)GAS PWD SOL.VLV CE-CAT.II,MOD H,EF101 | 1506
HS9B/5 | 2" (50MM) GAS POWERED SOLENOID VALVE | 1537
HS9B/5E | 2"(50mm)GAS PWRD.SOL.VLV,CE-CAT.II,MOD.H,EF101 | 1537
HS9B/6 | 2-1/2" GAS POWERED SOLENOID VALVE | 2064
HS9B/6E | 2-1/2"(65MM)GAS PWRD SOL.VLV CE-CAT.II,MOD.H.EF101 | 2064
HS9B/7 | 3" (80MM) GAS POWERED SOLENOID VALVE | 2713
HS9B/7E | 3"(80MM)GAS PWRD SOLENOID VLV.CE.CAT.II,MOD.EF101 | 2713
HS9B/8 | 4" (100MM) GAS POWERED SOLENOID VALVE | 3821
HS9B/8E | 4" GAS POWER SOL VLV,CE-CATII,MOD H,EF101 | 3821
HS9BW/5 | 5"(125MM)GAS PWRD SOL. VALVE BUTT WELD END | 8875
HS9BW/6 | 6"(150MM) GAS PWRD SOL VALVE BUTT WELD END | 12132
HS9BW/7072 | 3"(80MM)GAS POWRD SOLENOID WELD-IN-LINE 3" BW CONN | 4243
HS9BW/8082 | 4"(100MM) GAS PWR SOLENOID WELD-IN 4" BW | 5221
HS9BWZ/5 | 5"GAS POWERED SOLENOID VALVE,"PLATED" | 10050
HS9BZ/3 | VLV,1-1/4"GAS POWERED,PLT | 1442
HS9BZ/4 | VLV,1-1/2" GAS POWERED PLT | 1684
HS9BZ/5 | 2"(50MM)GAS POWERED SOLENOID VLV | 1715
HS9BZ/6 | VLV,2-1/2"GAS POWERED,PLT | 2331
HS9BZ/7 | VLV,3"GAS POWERED SOL,PLT | 3013
HS9BZ/8 | 4"(100MM)GAS POWERED SOLENOID VALVE,"PLATED" | 4256
HSCK125C | 1-1/4" STOP/CHECK VALVE,SW,SC | 654
HSCK125CE | 1-1/4" STOP/CHECK VLV,SW,SC,CAT I,MODA,EF106 | 654
HSCK125H | 1-1/4"HANSEN STOP/CHECK VALVE,SW,HW | 654
HSCK150C | 1-1/2" STOP/CHECK VALVE,SW,SC | 707
HSCK150CE | 1-1/2" STOP/CHECK VLV, SC CE-CATII,MODH, EF107 | 707
HSCK150H | 1-1/2"STOP/CHECK VALVE,SW,HANDWHEEL | 707
HSCK200C | 2" STOP/CHECK VALVE,SC | 977
HSCK200CE | 2" STOP / CHECK VALVE, SC CE-CAT II, MOD H, EF107 | 977
HSCK250C | 2-1/2" STOP/CHECK VALVE,BW,SC | 1345
HSCK250CE | 2-1/2" STOP/CHECK VLV BW SC, CE-CAT II,MODH,EF107 | 1345
HSCK252CE | 65mm STOP CHECK VALVE,BW,SC,CE-CATII,MODH,EF107 | 1345
HSCK300C | 3" STOP/CHECK VALVE,BW,SC | 1733
HSCK300CE | 3" STOP/CHECK VALVE,BW.SC CE-CATII MOD H,EF107 | 1733
HSCK300H | 3" STOP/CHECK VALVE, BW , HW | 1733
HSCK400C | 4" STOP/CHECK VALVE,BW,SC | 2232
HSCK400CE | 4" STOP/CHECK VALVE,BW,SC, CE-CATII,MODH EF107 | 2232
HSCK400H | 4" STOP CHECK VALVE, BW, HW | 2232
HSCK500C | 5" STOP/CHECK VALVE,BW,SC | 3551
HSCK500CE | 5" STOP CHECK VALVE BW SC CE CATIII MOD.H EF108 | 3551
HSCK600C | 6" STOP/CHECK VALVE,BW,SC | 4488
HSCK600CE | 6" STOP/CHECK VALVE BW,SC,CE-CATIII,MODH,EF108 | 4488
HSCK600H | 6" STOP CHECK VALVE BW,HW | 4488
HSCKZ125CE | 1-1/4" STOP/CHK VLV,SW,SC,PLT,CAT I,MODA,EF106 | 678
HSCKZ150C | 1-1/2" STOP/CHECK VALVE, PLATED, SW, SC | 762
HSCKZ300C | 3" STOP/CHECK VALVE, BW, SC, PLATED | 1828
HTR1 | 1/4 NPT TUBULAR HEATR HLL SERIES FLOAT SWITCH:115V | 265
HTR2 | 1/4 NPT TUBULAR HEATR HLL SERIES FLOAT SWITCH:230V | 265
MVP13-1-D/1001 | MVP13,1/2" SOL,SOV,DRAIN PLUG,3/4" SW CONN | 1519
MVP13-1-D/1011 | MVP13,1/2" SOL,SOV,DRAIN PLUG,1/2" SW CONN | 1442
MVP13-1-E/1011 | MVP13,1/2" SOL,SOV,EXT NECK,1/2" SW CONN | 1562
MVP13-1-H/1001 | MVP13, 1/2" SOL, SOV, HDWL, 3/4" SW CONN | 1569
MVP13-1-H/1011 | MVP13, 1/2" SOL, SOV, HDWL, 1/2" SW CONN | 1492
MVP13-1-Z/1001 | MVP13,1/2" SOL,SOV,3/4" SW CONN,PLT | 1586
MVP13-1-Z/1011 | MVP13,1/2" SOL,SOV,1/2" SW CONN,PLT | 1509
MVP13-1-Z/1022 | MVP13,1/2" SOL,SOV,1" BW CONN,PLT | 1657
MVP13-1-ZE/1001 | MVP13,1/2" SOL,SOV,EXT NECK,3/4" SW CONN,PLT | 1732
MVP13-1/1001 | MVP13,1/2" SOL,SOV,3/4" SW CONN | 1493
MVP13-1/1005 | MVP13,1/2" SOL,SOV,3/4" NPT CONN | 1493
MVP13-1/1011 | MVP13,1/2" SOLENOID,SOV,1/2"SW CONN | 1416
MVP13-1/1012 | MVP13, 1/2" SOLENOID, SOV, 1/2" BW CONN | 1416
MVP13-1/1022 | MVP13,1/2" SOL,SOV,1" BW CONN | 1564
MVP13-1MCXVA/1011 | MVP13,1/2" MCXV,5MM,SOV,1/2"SW CONN | 5307
MVP13-1MCXVB/1001 | MVP13,1/2" MCXV,7MM,SOV,3/4"SW CONN | 5384
MVP13-1MCXVB/1011 | MVP13,1/2" MCXV,7MM,SOV,1/2"SW CONN | 5307
MVP13-1MCXVB/1022 | MVP13,1/2" MCXV,7MM,SOV,1"BW CONN | 5455
MVP13-1MCXVC/1011 | MVP13,1/2" MCXV,2MM,SOV,1/2"SW CONN | 5307
MVP13-2-D/1001 | MVP13,1/2" SOL,HEV,DRAIN PLUG,3/4" SW CONN | 1529
MVP13-2-D/1011 | MVP13,1/2" SOL,HEV,DRAIN PLUG,1/2" SW CONN | 1462
MVP13-2-Z/1001 | MVP13,1/2" SOL,HEV,3/4" SW CONN,PLT | 1596
MVP13-2-Z/1002 | MVP13,1/2" SOL,HEV,3/4" BW CONN,PLT | 1596
MVP13-2-Z/1011 | MVP13,1/2" SOL,HEV,1/2" SW CONN,PLT | 1529
MVP13-2/1001 | MVP13,1/2" SOL,HEV,3/4" SW CONN | 1503
MVP13-2/1002 | MVP13,1/2" SOL,HEV,3/4" BW CONN | 1503
MVP13-2/1011 | MVP13,1/2" SOL,HEV,1/2" SW CONN | 1436
MVP13-2/1012 | MVP13, 1/2" SOL, HEV, 1/2" BW CONN | 1436
MVP13-2/1015 | MVP13,1/2" SOL,HEV,1/2" FPT CONN | 1436
MVP13-2/1022 | MVP13, 1/2" SOL, HEV, 1" BW CONN | 1581
MVP13-3-D/1001 | MVP13,1/2" SOL,SCKHEV,DRAIN PLUG,3/4" SW CONN | 1726
MVP13-3-D/1011 | MVP13,1/2" SOL,SCKHEV,DRAIN PLUG,1/2" SW CONN | 1657
MVP13-3-Z/1001 | MVP13,1/2" SOL,SCKHEV,PLT,3/4" SW CONN | 1793
MVP13-3/1001 | MVP13,1/2" SOL,SCKHEV,3/4" SW CONN | 1700
MVP13-3/1002 | MVP13,1/2" SOL,SCKHEV,3/4" BW CONN | 1700
MVP13-3/1003 | MVP13,1/2" SOL,SCKHEV,7/8" ODS CONN | 1700
MVP13-3/1005 | MVP13,1/2" SOL,SCKHEV,3/4" NPT CONN | 1700
MVP13-3/1011 | MVP13,1/2" SOL,SCKHEV,1/2" SW CONN | 1631
MVP13-3/1012 | MVP13,1/2" SOL,SCKHEV,1/2" BW CONN | 1631
MVP13-3/1013 | MVP13,1/2" SOL,SCKHEV,5/8" ODS CONN | 1631
MVP13-3/1015 | MVP13,1/2" SOL,SCKHEV,1/2" NPT CONN | 1631
MVP13-3/1022 | MVP13,1/2" SOL,SCKHEV,1" BW CONN | 1781
MVP13-4-D/1001 | MVP13,1/2"SOL,SCK,DRAIN PLUG,3/4" SW CONN | 1716
MVP13-4/1001 | MVP13,1/2" SOL,SCK,3/4" SW CONN | 1690
MVP13-4/1002 | MVP13,1/2" SOL,SCK,3/4" BW CONN | 1690
MVP13-4/1003 | MVP13,1/2" SOL,SCK,7/8" ODS CONN | 1690
MVP13-4/1005 | MVP13,1/2" SOL,SCK,3/4" NPT CONN | 1690
MVP13-4/1011 | MVP13,1/2" SOL,SCK,1/2" SW CONN | 1612
MVP13-4/1012 | MVP13,1/2" SOL,SCK,1/2" BW CONN | 1612
MVP13-4/1013 | MVP13,1/2" SOL,SCK,5/8" ODS CONN | 1612
MVP13-4/1015 | MVP13,1/2" SOL,SCK,1/2" NPT CONN | 1612
MVP13-4/1022 | MVP13,1/2" SOL,SCK,1" BW CONN | 1759
MVP13-5MCXVA/1012 | MVP13,1/2" MCXV,5MM,CHK,1/2"BW CONN | 5298
MVP13-6/1001 | MVP13,1/2" SOL,BLANK,3/4" SW CONN | 1249
MVP13-7MCXVA-D/1001 | MVP13,1/2"SOL,MCXV,5MM,DRAIN PLUG,3/4"SW | 6061
MVP13-7MCXVA-D/1022 | MVP13,1/2" SOL,MCXV,5MM,DRAIN PLUG,1"BW CONN | 6137
MVP13-7MCXVA/1001 | MVP13,1/2" SOL,MCXV,5MM,3/4"SW CONN | 6035
MVP13-7MCXVA/1011 | MVP13,1/2" SOL,MCXV,5MM,1/2"SW CONN | 5965
MVP13-7MCXVB/1001 | MVP13,1/2" SOL,MCXV,7MM,3/4"SW CONN | 6035
MVP13-7MCXVB/1011 | MVP13,1/2" SOL,MCXV,7MM,1/2"SW CONN | 5965
MVP13-7MCXVC/1001 | MVP13,1/2" SOLENOID,MCXV,2MM,3/4"SW CONN | 6035
MVP13-7MCXVC/1011 | MVP13,1/2" SOLENOID,MCXV,2MM,1/2"SW CONN | 5965
MVP20-1-H/0001 | MVP20, 3/4" SOL, SOV, HDWL, 3/4" SW CONN | 1976
MVP20-1-H/0021 | MVP20,3/4"SOL,SOV,HDWL,1"SW CONN | 2045
MVP20-1-H/A001 | MVP20, 3/4" SOL,SOV,HDWL,25% RED,3/4" SW CONN | 1976
MVP20-1-H/A021 | MVP20,3/4" SOL,SOV,HDWL,25% RED,1" SW CONN | 2045
MVP20-1-H/B001 | MVP20, 3/4" SOL,SOV,HDWL,50% RED,3/4" SW CONN | 1976
MVP20-1-H/B021 | MVP20,3/4" SOL,SOV,HDWL,50% RED,1" SW CONN | 2045
MVP20-1-S/0001 | MVP20, 3/4" SOL, 100 MESH, 3/4" SW CONN | 2043
MVP20-1-S/0021 | MVP20, 3/4" SOL, 100 MESH, 1" SW CONN | 2112
MVP20-1-Z/0001 | MVP20,3/4" SOL,SOV,3/4" SW CONN,PLT | 2095
MVP20-1-Z/0021 | MVP20, 3/4" SOL, SOV, 1" SW CONN, PLTD | 2164
MVP20-1-Z/0031 | MVP20,3/4" SOL,SOV,1-1/4" SW CONN,PLATED | 2418
MVP20-1-ZE/B001 | MVP20,3/4" SOL,SOV,50% RED,EXT NECK,3/4"SW,PLT | 2333
MVP20-1/0001 | MVP20, 3/4" SOL, SOV, 3/4" SW CONN | 1900
MVP20-1/0002 | MVP20, 3/4" SOL, SOV, 3/4" BW CONN | 1900
MVP20-1/0021 | MVP20, 3/4" SOL, SOV, 1" SW CONN | 1969
MVP20-1/0022 | MVP20, 3/4" SOL, SOV, 1" BW CONN | 1969
MVP20-1/0031 | MVP20, 3/4" SOL, SOV, 1-1/4" SW CONN | 2223
MVP20-1/0042 | MVP20, 3/4" SOL, SOV, 1-1/2" BW CONN | 2594
MVP20-1/A001 | MVP20, 3/4" SOL, SOV, 25% RED, 3/4" SW CONN | 1900
MVP20-1/A021 | MVP20, 3/4" SOL, SOV, 25% RED, 1" SW CONN | 1969
MVP20-1/B001 | MVP20, 3/4" SOL,SOV,50% RED, 3/4" SW CONN | 1900
MVP20-1A-H/0101 | MVP20,3/4" REG RG.A,SOV,HDWL,3/4" SW CONN | 2051
MVP20-1A-Z/0101 | MVP20,3/4" REG RG. A,SOV,3/4" SW CONN,PLTD | 2170
MVP20-1A-Z/0131 | MVP20,3/4" REG RG. A,SOV,1-1/4" SW CONN,PLTD | 2513
MVP20-1A-ZE/0131 | MVP20,3/4"REG RG.A,SOV,EXTNCK SS TRIM,1-1/4"SW,PLT | 2751
MVP20-1A-ZE/A131 | MVP20,3/4"REG RGA,SOV,EXT NECK,25%RED,1-1/4"SW,PLT | 2751
MVP20-1A-ZE/B131 | MVP20,3/4"REG RGA,SOV,EXT NECK,50%RED,1-1/4"SW,PLT | 2751
MVP20-1A/0101 | MVP20, 3/4" REG RG. A, SOV, 3/4" SW CONN | 1975
MVP20-1A/0102 | MVP20, 3/4" REG RG. A, SOV, 3/4" BW CONN | 1975
MVP20-1A/0121 | MVP20, 3/4" REG RG. A, SOV, 1" SW CONN | 2049
MVP20-1A/0122 | MVP20, 3/4" REG RG. A, SOV, 1" BW CONN | 2049
MVP20-1A/0131 | MVP20,3/4" REG RG A,SOV,1-1/4" SW CONN | 2318
MVP20-1A/0142 | MVP20, 3/4" REG RG. A, SOV,1-1/2" BW CONN | 2707
MVP20-1A/A101 | MVP20,3/4"REG RG.A,SOV,25%RED,3/4"SW CONN | 1975
MVP20-1A/A121 | MVP20,3/4" REG RG.A,SOV,25% RED,1" SW CONN | 2049
MVP20-1A/A131 | MVP20,3/4" REG RG.A,SOV,25% RED,1-1/4" SW CONN | 2318
MVP20-1A/A142 | MVP20,3/4" REG RG.A,SOV,25% RED,1-1/2" BW CONN | 2707
MVP20-1A/B101 | MVP20,3/4" REG RG.A,SOV,50% RED,3/4" SW CONN | 1975
MVP20-1A/B121 | MVP20,3/4" REG.RGA,SOV,50%RED,1"SW CONN | 2049
MVP20-1A/B131 | MVP20,3/4" REG RG.A,SOV,50% RED,1-1/4" SW CONN | 2318
MVP20-1A/B142 | MVP20,3/4" REG RG. A,SOV,50% RED,1-1/2" BW CONN | 2707
MVP20-1AB/0101 | MVP20, 3/4" REG RG.A, WO, SOV,3/4" SW CONN | 2346
MVP20-1AB/0102 | MVP20, 3/4" REG RG.A WO,SOV,3/4" BW CONN | 2346
MVP20-1AB/0121 | MVP20, 3/4" REG RG.A WO, SOV, 1" SW CONN | 2420
MVP20-1AB/0122 | MVP20, 3/4" REG RG.A WO, SOV, 1" BW CONN | 2420
MVP20-1AB/0131 | MVP20,3/4" REG RG.A WO,SOV,1-1/4" SW CONN | 2689
MVP20-1AB/0142 | MVP20,3/4" REG RG.A WO,SOV,1-1/2" BW CONN | 3078
MVP20-1AB/0301 | MVP20,3/4" REG RG.B,WO,SOV,3/4" SW CONN | 2346
MVP20-1AB/B101 | MVP20,3/4" REG RG.A,WO,SOV,50%RED,3/4" SW CONN | 2346
MVP20-1ABK/0101 | MVP20, 3/4" HA4ABK,SOV,WIDE OPEN,3/4" SW CONN | 2429
MVP20-1ABK/0102 | MVP20, 3/4" HA4ABK, SOV,WIDE OPEN,3/4" BW CONN | 2429
MVP20-1ABK/0121 | MVP20, 3/4" HA4ABK, SOV, WIDE OPEN,1" SW CONN | 2503
MVP20-1ABK/0122 | MVP20, 3/4" HA4ABK, SOV, WIDE OPEN, 1" BW CONN | 2503
MVP20-1ABK/B101 | MVP20,3/4"HA4ABK,SOV,WIDE OPEN,50% RED,3/4"SW | 2429
MVP20-1AD-H/0101 | MVP20,3/4" REG RG. A DUAL,SOV,HDWL,3/4" SW CONN | 2818
MVP20-1AD-Z/0131 | MVP20,3/4" REG RG. A DUAL,SOV,1-1/4" SW,PLT | 3280
MVP20-1AD-ZE/A131 | MVP20,3/4"DUAL,RG.A,SOV,25%RED,EXTNCK,1-1/4"SW,PLT | 3518
MVP20-1AD-ZE/B131 | MVP20,3/4"DUAL,RG.A,SOV,50%RED,EXNCK,1-1/4"SW,PLT | 3518
MVP20-1AD/0101 | MVP20, 3/4" REG RG. A DUAL, SOV, 3/4" SW CONN | 2742
MVP20-1AD/0102 | MVP20, 3/4" REG RG. A DUAL, SOV, 3/4" BW CONN | 2742
MVP20-1AD/0121 | MVP20, 3/4" REG RG. A DUAL, SOV, 1" SW CONN | 2816
MVP20-1AD/0122 | MVP20, 3/4" REG RG. A DUAL, SOV, 1" BW CONN | 2816
MVP20-1AD/0131 | MVP20, 3/4" REG RG. A DUAL,SOV, 1-1/4" SW CONN | 3085
MVP20-1AD/0142 | MVP20, 3/4" REG RG. A DUAL,SOV,1-1/2" BW CONN | 3474
MVP20-1AD/A101 | MVP20,3/4"REG RG.A DUAL,25% RED,SOV,3/4"SW CONN | 2742
MVP20-1AD/A121 | MVP20,3/4" REG RG. A DUAL,SOV,25% RED,1" SW CONN | 2816
MVP20-1AD/A131 | MVP20,3/4" REG RG.A DUAL,SOV,25% RED,1-1/4" SW CON | 3085
MVP20-1AD/B101 | MVP20,3/4" REG RG.A DUAL,SOV,50%RED,3/4" SW CONN | 2742
MVP20-1AD/B121 | MVP20,3/4" REG RG.A DUAL,SOV,50%RED,1" SW CONN | 2816
MVP20-1AD/B131 | MVP20,3/4" REG RG.A DUAL,SOV,50%RED,1-1/4" SW CONN | 3085
MVP20-1AD/B142 | MVP20,3/4" REG RG.A DUAL,SOV,50%RED,1-1/2" BW CONN | 3474
MVP20-1ADD/0131 | MVP20,3/4" 3-PRESS REG RG.AAA,SOV,1-1/4" SW CONN | 3852
MVP20-1ADM-H/0101 | MVP20,3/4"PRES REG RG.A DUAL,MTR CMP,SOV,HW,3/4"SW | 4032
MVP20-1ADM/B121 | MVP20,3/4"PRES REG RG.A DUAL,MTR CMP,SOV,50%,1"SW | 4030
MVP20-1ADQ/0142 | MVP20,3/4" DUAL PRESS REG RG.Q1,SOV,1-1/2" BW CONN | 3601
MVP20-1ADQK/B121 | MVP20,3/4" DUAL REG RG.Q1,RESEAT,SOV,50%RED,1" SW | 3026
MVP20-1ADS-H/0301 | MVP20,3/4"DUAL PRES RG.B,ELEC SO,HDWL,SOV,3/4"SW | 3189
MVP20-1ADS/0131 | MVP20,3/4" DUAL REG RG.A ELEC SO,SOV,1-1/4" SW | 3456
MVP20-1ADS/0142 | MVP20, 3/4" DUAL REG RG.A ELEC SO, SOV, 1-1/2" BW | 3845
MVP20-1AK-H/0101 | MVP20,3/4" HA4AK RG.A,SOV,HDWL,3/4" SW CONN | 2134
MVP20-1AK-H/0301 | MVP20,3/4" HA4AK RG.B,HDWL,SOV,3/4" SW CONN | 2134
MVP20-1AK-H/B101 | MVP20,3/4" HA4AK RG.A,SOV,50%RED,HDWL,3/4" SW | 2134
MVP20-1AK-Z/0101 | MVP20,3/4" HA4AK RG.A,SOV,3/4" SW CONN,PLTD | 2253
MVP20-1AK-Z/0301 | MVP20,3/4" HA4AK RG.B,SOV,3/4" SW CONN,PLT | 2253
MVP20-1AK-Z/B101 | MVP20,3/4" HA4AK RG.A,SOV,50%RED,3/4" SW CONN,PLTD | 2253
MVP20-1AK-Z/B121 | MVP20,3/4" HA4AK RG.A,SOV,50% RED,1" SW CONN,PLT | 2327
MVP20-1AK-ZE/0101 | MVP20,3/4"HA4AK RG.A,SOV,EXTNCK SS TRIM,3/4"SW,PLT | 2491
MVP20-1AK-ZE/B101 | MVP20,3/4"HA4AK RG.A,SOV,EXTNCK,50%RED,3/4"SW,PLT | 2491
MVP20-1AK/0101 | MVP20, 3/4" HA4AK RG.A, SOV, 3/4" SW CONN | 2058
MVP20-1AK/0102 | MVP20,3/4" HA4AK,RG.A,SOV,3/4" BW CONN | 2058
MVP20-1AK/0121 | MVP20,3/4" HA4AK,RG.A,SOV,1" SW CONN | 2132
MVP20-1AK/0122 | MVP20,RG.A,3/4" HA4AK,SOV,1" BW CONN | 2132
MVP20-1AK/0131 | MVP20, 3/4" HA4AK RG A, SOV, 1-1/4" SW CONN | 2401
MVP20-1AK/0301 | MVP20, 3/4" HA4AK RG.B, SOV, 3/4" SW CONN | 2058
MVP20-1AK/0321 | MVP20, 3/4" HA4AK RG.B, SOV, 1" SW CONN | 2132
MVP20-1AK/B101 | MVP20,3/4" HA4AK RG.A,SOV,50%RED,3/4" SW CONN | 2058
MVP20-1AK/B121 | MVP20,3/4" HA4AK RGA,SOV,50% RED,1" SW CONN | 2132
MVP20-1AKS/0101 | MVP20,3/4" HA4AK RG. A ELEC,SOV,3/4" SW CONN | 2429
MVP20-1AKS/0102 | MVP20,3/4" HA4AK RG. A ELEC,SOV,3/4" BW CONN | 2430
MVP20-1AKS/0121 | MVP20, 3/4" HA4AK RG. A ELEC, SOV, 1" SW CONN | 2503
MVP20-1AKS/0122 | MVP20, 3/4" HA4AK RG. A ELEC, SOV, 1" BW CONN | 2503
MVP20-1AL/0101 | MVP20, 3/4" DIFF PRES REG RG.A,SOV,3/4" SW CONN | 2232
MVP20-1AL/0102 | MVP20,3/4" DIFF PRES REG RG. A,SOV,3/4" BW CONN | 2232
MVP20-1AL/0121 | MVP20, 3/4" DIFF PRES REG RG.A, SOV, 1" SW CONN | 2306
MVP20-1AL/0122 | MVP20, 3/4" DIFF PRES REG RG A,SOV,1" BW CONN | 2306
MVP20-1AM/0101 | MVP20, 3/4" EMC REG RG.A, SOV, 3/4" SW CONN | 3189
MVP20-1AM/0102 | MVP20, 3/4" EMC REG RG.A, SOV, 3/4" BW CONN | 3189
MVP20-1AM/0121 | MVP20, 3/4" EMC REG RG.A, SOV, 1" SW CONN | 3263
MVP20-1AM/0122 | MVP20, 3/4" EMC REG RG.A, SOV, 1" BW CONN | 3263
MVP20-1AM/0131 | MVP20,3/4" EMC REG RG.A,SOV,1-1/4" SW CONN | 3532
MVP20-1AO/0101 | MVP20,3/4" OUT PRES REG RG V,SOV,3/4" SW CONN | 2361
MVP20-1AO/0102 | MVP20,3/4" OUT PRES REG RG V,SOV,3/4" BW CONN | 2361
MVP20-1AO/0121 | MVP20,3/4" OUT PRES REG RG V,SOV,1" SW CONN | 2435
MVP20-1AO/0122 | MVP20,3/4" OUT PRES REG RG V, SOV,1" BW CONN | 2435
MVP20-1AO/0131 | MVP20,3/4" OUT PRESS REG RG.V,SOV,1-1/4" SW CONN | 2704
MVP20-1AO/0321 | MVP20,3/4" OUT PRESS REG RG.B,SOV,1" SW CONN | 2435
MVP20-1AO/0331 | MVP20,3/4" OUT PRESS REG RG.B,SOV,1-1/4" SW CONN | 2704
MVP20-1AO/A301 | MVP20,3/4" OUT PRES REG RG B,SOV,25%RED,3/4" SW | 2361
MVP20-1AOS-H/0101 | MVP20,3/4"OUT PRES REG RG.V,ELEC,HDWL,SOV,3/4"SW C | 2808
MVP20-1AOS-H/0301 | MVP20,3/4"OUT PRES REG RG.B,ELEC,HDWL,SOV,3/4"SW C | 2808
MVP20-1AOS/0101 | MVP20,3/4"OUT PRES REG RG V ELEC,SOV,3/4"SW CONN | 2732
MVP20-1AOS/0121 | MVP20,3/4" OUT PRES REG RG.V ELEC,SOV,1 "SW CONN | 2806
MVP20-1AOS/0131 | MVP20,3/4" OUT PRES REG. RG.V,ELEC,SOV,1-1/4" SW | 3075
MVP20-1AOS/0142 | MVP20,3/4" OUT PRES REG. RG.V,ELEC,SOV,1-1/2" BW | 3464
MVP20-1AOS/0301 | MVP20,3/4"OUT PRES REG RG B ELEC,SOV,3/4"SW CONN | 2732
MVP20-1AOS/0321 | MVP20, 3/4" OUT PRES REG RG.B ELEC,SOV,1 " SW CONN | 2806
MVP20-1AOS/A101 | MVP20,3/4"OUT REG RG.V ELEC,SOV,25%RED,3/4"SW CONN | 2732
MVP20-1AOS/A121 | MVP20,3/4" OUT REG RG.V ELEC,SOV,25%RED,1"SW CONN | 2806
MVP20-1AOS/B101 | MVP20,3/4"OUT REG RG.V ELEC,SOV,50%RED,3/4"SW CONN | 2732
MVP20-1AOS/B131 | MVP20,3/4"OUT REG RG.V ELEC,SOV,50%RED,1-1/4"SW CO | 3075
MVP20-1AOS/B142 | MVP20,3/4"OUT REG RG.V ELEC,SOV,50%RED,1-1/2"BW | 3464
MVP20-1AOSB/B101 | MVP20,3/4"OUT REG RG.V ELEC,WO,SOV,50%RED,3/4"SW | 2895
MVP20-1AP/0101 | MVP20,3/4" PNEUM PRES REG RG A,SOV,3/4" SW CONN | 2102
MVP20-1AP/0102 | MVP20,3/4" PNEUM PRES REG RG A,SOV,3/4" BW CONN | 2102
MVP20-1AP/0121 | MVP20, 3/4" PNEUM PRES REG RG A,SOV,1" SW CONN | 2176
MVP20-1AP/0122 | MVP20, 3/4" PNEUM PRES REG RG A,SOV,1" BW CONN | 2176
MVP20-1AQ/0121 | MVP20, 3/4" EC REG RG Q1, SOV, 1" SW CONN | 2176
MVP20-1AQ/0142 | MVP20, 3/4" EC REG RG Q1, SOV, 1-1/2" BW CONN | 2834
MVP20-1AQ/B121 | MVP20,3/4" EC REG RG.Q1,SOV,50% RED,1" SW CONN | 2176
MVP20-1AS-H/0101 | MVP20,3/4" REG RG.A ELEC,SOV,HDWL,3/4" SW CONN | 2422
MVP20-1AS-H/0121 | MVP20,3/4" REG RG. A ELEC,SOV,HDWL,1" SW CONN | 2496
MVP20-1AS-Z/0101 | MVP20,3/4" REG RG.A ELEC,SOV,3/4" SW,PLTD | 2541
MVP20-1AS-Z/0131 | MVP20,3/4" REG ELEC SO,RG.A,SOV,1-1/4" SW CON,PLTD | 2884
MVP20-1AS-Z/0142 | MVP20,3/4" REG ELEC SO,RG.A,SOV,1-1/2" BW CON,PLTD | 3273
MVP20-1AS/0101 | MVP20,3/4" REG RG. A ELEC,SOV,3/4" SW CONN | 2346
MVP20-1AS/0102 | MVP20, 3/4" REG RG. A ELEC, SOV, 3/4" BW CONN | 2346
MVP20-1AS/0121 | MVP20, 3/4" REG RG. A ELEC, SOV, 1" SW CONN | 2420
MVP20-1AS/0122 | MVP20, 3/4" REG RG. A ELEC, SOV, 1" BW CONN | 2420
MVP20-1AS/0131 | MVP20,3/4"REG W/ELEC SO,RG. A,SOV,1-1/4" SW CONN | 2689
MVP20-1AS/0142 | MVP20,3/4" REG W/ELEC SO,RG.A,SOV,1-1/2" BW CONN | 3078
MVP20-1AS/0321 | MVP20,3/4" REG. RG.B,ELEC,SOV,1" SW CONN | 2420
MVP20-1AS/0331 | MVP20,3/4" REG. RG.B,ELEC,SOV,1-1/4" SW CONN | 2689
MVP20-1AS/A101 | MVP20,3/4" REG RG. A ELEC,SOV,25%RED,3/4" SW CONN | 2346
MVP20-1AS/A131 | MVP20,3/4"REG RG.A ELEC,SOV,25%RED,1-1/4"SW CONN | 2689
MVP20-1AS/A601 | MVP20,3/4" REG RG. D ELEC,SOV,25%RED,3/4" SW CONN | 2346
MVP20-1AS/B121 | MVP20,3/4" REG RG.A ELEC,SOV,50%RED,1" SW CONN | 2420
MVP20-1AS/B131 | MVP20,3/4"REG RG.A ELEC,SOV,50%RED,1-1/4"SW CONN | 2689
MVP20-1AS/B542 | MVP20,3/4" REG RG.V ELEC,SOV,50%RED,1-1/2" BW CONN | 3294
MVP20-1MCR/0001 | MVP20,3/4"MCR,SOV,3/4"SW CONN | 5791
MVP20-1MCR/0031 | MVP20,3/4"MCR,SOV,1-1/4" SW CONN | 6114
MVP20-1MCV/0001 | MVP20,3/4"MCV,SOV,3/4"SW CONN | 5791
MVP20-1MCV/0021 | MVP20,3/4"MCV,SOV,1"SW CONN | 5860
MVP20-1MCV/0031 | MVP20,3/4"MCV,SOV,1-1/4"SW CONN | 6114
MVP20-1SD/0001 | MVP20, 3/4" 2-STEP SOL, SOV, 3/4" SW CONN | 2514
MVP20-1SD/0021 | MVP20, 3/4" 2-STEP SOLENOID, SOV, 1" SW CONN | 2583
MVP20-1SD/0031 | MVP20, 3/4" 2-STEP SOL, SOV, 1-1/4" SW CONN | 2837
MVP20-2-25/0021 | MVP20, 3/4" SOL, 1" HEV, 1" SW CONN | 2019
MVP20-2-32/0031 | MVP20,3/4" SOL,1-1/4" HEV,1-1/4" SW CONN | 2245
MVP20-2-32/0042 | MVP20, 3/4" SOL, 1-1/4" HEV, 1-1/2" BW CONN | 2695
MVP20-2-E/0001 | MVP20,3/4" SOL,HEV,EXT NECK,SS TRIM,3/4" SW CONN | 2151
MVP20-2-H/0001 | MVP20,3/4" SOL,HEV,HDWL,3/4" SW CONN | 1989
MVP20-2-H/0031 | MVP20, 3/4" SOL, HEV, HDWL, 1-1/4" SW CONN | 2321
MVP20-2-Z/0001 | MVP20,3/4" SOL,HEV,3/4" SW CONN,PLATED | 2108
MVP20-2-Z/0021 | MVP20, 3/4" SOL, HEV, 1" SW CONN, PLTD | 2214
MVP20-2-Z/0031 | MVP20,3/4" SOL,HEV,1-1/4" SW CONN,PLT | 2440
MVP20-2-ZE/0021 | MVP20,3/4" SOL,HEV,EXT NCK SS TRIM,1" SW CONN,PLT | 2450
MVP20-2-ZE/B021 | MVP20,3/4"SOL,HEV,50% RED,EXT NCK SS TRIM,1"SW,PLT | 2450
MVP20-2/0001 | MVP20, 3/4" SOL, HEV, 3/4" SW CONN | 1913
MVP20-2/0002 | MVP20, 3/4" SOL, HEV, 3/4" BW CONN | 1913
MVP20-2/0021 | MVP20, 3/4" SOL, HEV, 1" SW CONN | 2019
MVP20-2/0022 | MVP20, 3/4" SOL, HEV, 1" BW CONN | 2019
MVP20-2/0031 | MVP20, 3/4" SOL, HEV, 1-1/4" SW CONN | 2245
MVP20-2/0032 | MVP20, 3/4" SOL, HEV, 1-1/4" BW CONN | 2245
MVP20-2/0042 | MVP20, 3/4" SOL, HEV, 1-1/2" BW CONN | 2695
MVP20-2/A042 | MVP20,3/4" SOL,HEV,25% RED,1-1/2" BW CONN | 2695
MVP20-2/B001 | MVP20, 3/4" SOL,HEV,50% RED, 3/4" SW CONN | 1913
MVP20-2/B021 | MVP20,3/4" SOL,HEV,50% RED,1" SW CONN | 2019
MVP20-2MCV/0042 | MVP20,3/4" MCV,1" HEV,1-1/2" BW CONN | 6586
MVP20-2SD/0001 | MVP20,3/4" TWO-STEP SOL,HEV,3/4" SW CONN | 2527
MVP20-2SD/0021 | MVP20,3/4" TWO-STEP SOLENOID,HEV,1" SW CONN | 2633
MVP20-2SD/0022 | MVP20,3/4" TWO-STEP SOLENOID,HEV,1" BW CONN | 2633
MVP20-3-25/0021 | MVP20, 3/4" SOL, 1" SCKHEV, 1" SW CONN | 2290
MVP20-3-25/B031 | MVP20,3/4" SOL,1"SCKHEV,50% RED,1-1/4" SW CONN | 2516
MVP20-3-32/0031 | MVP20,3/4" SOL,1-1/4" SCKHEV,1-1/4" SW CONN | 2516
MVP20-3-H/0001 | MVP20, 3/4" SOL, SCKHEV, HDWL, 3/4" SW CONN | 2259
MVP20-3-H/0021 | MVP20,3/4" SOL,SCKHEV,HDWL,1" SW CONN | 2366
MVP20-3-Z/0001 | MVP20,3/4" SOL,SCK/HEV,3/4" SW CONN,PLATED | 2378
MVP20-3-Z/0021 | MVP20, 3/4" SOL, SCKHEV, 1" SW CONN, PLTD | 2485
MVP20-3-Z/0031 | MVP20,3/4" SOL,SCKHEV,1-1/4" SW CONN,PLTD | 2711
MVP20-3-Z/B001 | MVP20,3/4" SOL,SCK/HEV,50% RED,3/4" SW CONN,PLT | 2378
MVP20-3-Z/B002 | MVP20,3/4" SOL,SCK-HEV,50% RED,3/4" BW CONN,PLT | 2378
MVP20-3/0001 | MVP20, 3/4" SOL, SCKHEV, 3/4" SW CONN | 2183
MVP20-3/0002 | MVP20, 3/4" SOL, SCKHEV, 3/4" BW CONN | 2183
MVP20-3/0021 | MVP20, 3/4" SOL, SCKHEV, 1" SW CONN | 2290
MVP20-3/0022 | MVP20, 3/4" SOL, SCKHEV, 1" BW CONN | 2290
MVP20-3/0031 | MVP20 3/4" SOL, SCKHEV, 1-1/4" SW CONN | 2516
MVP20-3/0032 | MVP20,3/4" SOL,SCKHEV,1-1/4" BW CONN | 2516
MVP20-3/0042 | MVP20,3/4" SOL,SCKHEV,1-1/2" BW CONN | 2967
MVP20-3/A001 | MVP20,3/4" SOL,SCKHEV,25% RED,3/4" SW CONN | 2183
MVP20-3/B001 | MVP20, 3/4" SOL, SCKHEV, 50% RED, 3/4" SW CONN | 2183
MVP20-3/B002 | MVP20,3/4" SOL,SCKHEV,50% RED,3/4" BW CONN | 2183
MVP20-3/B021 | MVP20,3/4" SOL,SCKHEV,50% RED,1" SW CONN | 2290
MVP20-3/B031 | MVP20,3/4" SOL,SCKHEV,50% RED,1-1/4" SW CONN | 2516
MVP20-3SD-Z/0002 | MVP20,3/4" 2-STEP SOL,SCK-HEV,3/4" BW CONN,PLT | 2992
MVP20-3SD/0021 | MVP20,3/4" TWO-STEP SOL,SCKHEV,1" SW CONN | 2904
MVP20-3SD/0031 | MVP20, 3/4" TWO-STEP SOL, SCKHEV, 1-1/4" SW CONN | 3130
MVP20-3SD/B001 | MVP20, 3/4" TWO-STEP SOL, SCKHEV, 50% RED, 3/4" SW | 2797
MVP20-4-32/0031 | MVP20,3/4" SOL,1-1/4" SCK,1-1/4" SW CONN | 2492
MVP20-4-32/0032 | MVP20,3/4" SOL,1-1/4" SCK,1-1/4" BW CONN | 2492
MVP20-4-H/0001 | MVP20,3/4" SOL,SCK,HDWL,3/4" SW CONN | 2247
MVP20-4-H/0021 | MVP20,3/4" SOL,SCK,HDWL,1" SW CONN | 2315
MVP20-4-H/A001 | MVP20,3/4" SOL,SCK,HDWL,25% RED,3/4" SW CONN | 2247
MVP20-4-Z/0001 | MVP20,3/4" SOL,SCK,3/4" SW CONN,PLT | 2366
MVP20-4/0001 | MVP20, 3/4" SOL, SCK, 3/4" SW CONN | 2171
MVP20-4/0002 | MVP20, 3/4" SOL, SCK, 3/4" BW CONN | 2171
MVP20-4/0021 | MVP20, 3/4" SOL, SCK, 1" SW CONN | 2239
MVP20-4/0022 | MVP20, 3/4" SOL, SCK, 1" BW CONN | 2239
MVP20-4/0031 | MVP20, 3/4" SOL, SCK, 1-1/4" SW CONN | 2492
MVP20-4/0042 | MVP20, 3/4" SOL, SCK, 1-1/2" BW CONN | 2867
MVP20-4/B002 | MVP20,3/4" SOL,SCK,50% RED,3/4" BW CONN | 2171
MVP20-4/B021 | MVP20,3/4" SOL,SCK,50% RED,1" SW CONN | 2239
MVP20-4A-Z/0121 | MVP20,3/4" PRES REG RG.A,SCK,1" SW CONN,PLTD | 2527
MVP20-4A/0101 | MVP20, 3/4" REG RG A, SCK, 3/4" SW CONN | 2261
MVP20-4A/0131 | MVP20,3/4" REG RG A,SCK,1-1/4" SW CONN | 2601
MVP20-4A/B131 | MVP20, 3/4" REG RG.A 50% REDUCED, SCK, 1-1/4" SW | 2601
MVP20-4AB/0101 | MVP20,3/4" REG RG.A,WO,SCK,3/4" SW CONN | 2632
MVP20-4AB/0121 | MVP20, 3/4" REG RG.A, WO, SCK, 1" SW CONN | 2703
MVP20-4AB/0142 | MVP20, 3/4" REG RG.A, WO, SCK, 1-1/2" BW CONN | 3362
MVP20-4ABK/0101 | MVP20, 3/4" HA4ABK, SCK, 3/4" SW CONN | 2715
MVP20-4ABK/0121 | MVP20, 3/4" HA4ABK, SCK, 1" SW CONN | 2786
MVP20-4AK-Z/0101 | MVP20, 3/4" HA4AK RG.A, SCK, 3/4" SW CONN, PLT | 2539
MVP20-4AK/0101 | MVP20,3/4" HA4AK,RG.A,SCK,3/4" SW CONN | 2344
MVP20-4AK/0121 | MVP20,3/4" HA4AK,RG.A,SCK,1" SW CONN | 2415
MVP20-4AK/0131 | MVP20,3/4" HA4AK,RG.A,SCK,1-1/4" SW CONN | 2684
MVP20-4AK/B101 | MVP20,3/4" HA4AK RG.A,SCK,50%RED,3/4" SW CONN | 2344
MVP20-4AO/0121 | MVP20,3/4" OUT PRES REG RG.V,SCK,1" SW CONN | 2718
MVP20-4AOS/0121 | MVP20,3/4" OUT PRES REG RG.V ELEC,SCK,1" SW CONN | 3089
MVP20-4AOS/0301 | MVP20,3/4" OUTLET PRES REG RG.B,ELEC,SCK,3/4" SW | 3018
MVP20-4AOS/A121 | MVP20,3/4"OUT REG,RG.V,ELEC,SCK,25%RED,1" SW CON | 3089
MVP20-4AS-Z/0131 | MVP20,3/4"REG ELEC SO,RG.A,SCK,1-1/4" SW CONN,PLTD | 3167
MVP20-4AS-Z/0142 | MVP20,3/4"REG ELEC SO,RG.A,SCK,1-1/2" BW CONN,PLTD | 3557
MVP20-4MCR/0042 | MVP20,3/4"MCR,SCK,1-1/2" BW CONN | 6758
MVP20-6/0021 | MVP20, 3/4" SOLENOID, BLANK, 1" SW CONN | 1630
MVP20-6AK/0102 | MVP20, 3/4" HA4AK RG A, BLANK, 3/4" BW CONN | 1741
MVP20-6AK/0132 | MVP20,3/4" HA4AK RG A,BLANK,1-1/4" BW CONN | 1911
MVP20-7MCR/0001 | MVP20,3/4"SOLENOID,MCR,3/4"SW CONN | 6553
MVP20-7MCR/0021 | MVP20,3/4"SOLENOID,MCR,1"SW CONN | 6660
MVP20-7MCR/0022 | MVP20,3/4"SOLENOID,MCR,1"BW CONN | 6660
MVP20-7MCR/0031 | MVP20,3/4"SOLENOID,MCR,1-1/4"SW CONN | 6885
MVP20-7MCR/0042 | MVP20,3/4"SOLENOID,MCR,1-1/2"BW CONN | 7335
MVP20-7MCV/0001 | MVP20,3/4"SOLENOID,MCV,3/4"SW CONN | 6553
MVP20-7MCV/0021 | MVP20,3/4"SOLENOID,MCV,1"SW CONN | 6660
MVP25-1-E/2021 | MVP25,1" SOL,SOV,EXT NECK,SS TRIM,1" SW CONN | 2506
MVP25-1-H/2021 | MVP25,1" SOL,SOV,HDWL,1" SW CONN | 2344
MVP25-1-H/2031 | MVP25,1" SOL,SOV,HDWL,1-1/4" SW CONN | 2600
MVP25-1-HE/2021 | MVP25,1" SOL,SOV,EXT NECK,SS TRIM,HWL, 1" SW CONN | 2582
MVP25-1-S/2021 | MVP25, 1" SOL, 100 MESH, 1" SW CONN | 2411
MVP25-1-S/2031 | MVP25,1" SOL,100 MESH,SOV,1-1/4" SW CONN | 2667
MVP25-1-Z/2021 | MVP25,1" SOL,SOV,1" SW CONN,PLTD | 2463
MVP25-1-Z/2031 | MVP25, 1" SOL, SOV, 1-1/4" SW CONN, PLTD | 2719
MVP25-1/2021 | MVP25, 1" SOL, SOV, 1" SW CONN | 2268
MVP25-1/2022 | MVP25, 1.0" SOL, SOV, 1" BW CONN | 2268
MVP25-1/2031 | MVP25, 1" SOL, SOV, 1-1/4" SW CONN | 2524
MVP25-1/2032 | MVP25, 1" SOL, SOV, 1-1/4" BW CONN | 2524
MVP25-1/2042 | MVP25,1" SOLENOID,SOV,1-1/2" BW CONN | 2893
MVP25-1A-H/2121 | MVP25, 1" REG RG.A, SOV, HDWL, 1" SW CONN | 2293
MVP25-1A-Z/2121 | MVP25,1" PRES REG RG.A,SOV,1" SW CONN,PLTD | 2412
MVP25-1A-Z/2131 | MVP25, 1" REG RG. A, SOV, 1-1/4" SW CONN, PLTD | 2668
MVP25-1A/2121 | MVP25, 1" REG RG. A, SOV, 1" SW CONN | 2217
MVP25-1A/2122 | MVP25, 1" REG RG. A, SOV, 1" BW CONN | 2217
MVP25-1A/2131 | MVP25, 1" REG RG. A, SOV, 1-1/4" SW CONN | 2473
MVP25-1A/2132 | MVP25,1" REG RG. A,SOV,1-1/4" BW CONN | 2473
MVP25-1A/2142 | MVP25, 1" REG RG. A, SOV, 1-1/2" BW CONN | 2845
MVP25-1A/2331 | MVP25, 1" REG RG.B, SOV, 1-1/4" SW CONN | 2473
MVP25-1AB-H/2121 | MVP25, 1" REG RG. A WO, SOV, HDWL, 1" SW CONN | 2664
MVP25-1AB-Z/2121 | MVP25,1" REG RG. A WO,SOV,1" SW CONN,PLT | 2783
MVP25-1AB-Z/2142 | MVP25, 1" REG RG.A WO, SOV, 1-1/2" BW CONN, PLTD | 3411
MVP25-1AB/2121 | MVP25,1" REG RG. A WO,SOV,1" SW CONN | 2588
MVP25-1AB/2122 | MVP25, 1.0" REG RG.A WO, SOV, 1" BW CONN | 2588
MVP25-1AB/2131 | MVP25,1" REG RG.A WO,SOV,1-1/4" SW CONN | 2844
MVP25-1AB/2131-ACT | MVP25,1" REG RG.A WO,SOV,ACT,1-1/4" SW CONN | 2844
MVP25-1AB/2132 | MVP25,1" REG RG.A WO,SOV,1-1/4" BW CONN | 2844
MVP25-1AB/2142 | MVP25,1" REG RG.A WO,SOV,1-1/2" BW CONN | 3216
MVP25-1AB/2321 | MVP25,1" REGULATOR RG B,WO,SOV,1" SW CONN | 2588
MVP25-1ABK/2121 | MVP25, 1" HA4ABK RG A WO, SOV, 1" SW CONN | 2671
MVP25-1ABK/2122 | MVP25, 1" HA4ABK RG A WO, SOV, 1" SW CONN | 2671
MVP25-1ABK/2131 | MVP25,1" HA4ABK RG A WO,SOV,1-1/4" SW CONN | 2927
MVP25-1ABK/2132 | MVP25,1" HA4ABK RG A WO,SOV,1-1/4" BW CONN | 2927
MVP25-1AD-H/2142 | MVP25,1" REG RG. A DUAL,SOV,HW,1-1/2" BW CONN | 3688
MVP25-1AD-HZ/2131 | MVP25,1" REG RG.A DUAL,SOV,HDWL,1-1/4"SW,PLTD | 3511
MVP25-1AD-Z/2131 | MVP25,1" REG RG.A DUAL,SOV,1-1/4" SW,PLTD | 3435
MVP25-1AD/2121 | MVP25, 1" REG RG. A DUAL, SOV, 1" SW CONN | 2984
MVP25-1AD/2122 | MVP25, 1" REG RG. A DUAL, SOV, 1" BW CONN | 2984
MVP25-1AD/2131 | MVP25, 1" REG RG. A DUAL,SOV,1-1/4" SW CONN | 3240
MVP25-1AD/2132 | MVP25,1" REG RG. A DUAL,SOV,1-1/4" BW CONN | 3240
MVP25-1AD/2142 | MVP25, 1" REG RG. A DUAL, SOV, 1-1/2" BW CONN | 3612
MVP25-1ADM-H/2121 | MVP25,1" PRESS REG DUAL,MTR CMP,HDWL,SOV,1" SW | 4274
MVP25-1ADM-H/2142 | MVP25,1" PRESS REG DUAL,MTR CMP,HDWL,SOV,1-1/2"BW | 4902
MVP25-1ADQ/2121 | MVP25,1" DUAL EC REG RG.Q1, SOV, 1" SW CONN | 3111
MVP25-1ADS/2121 | MVP25,1" DUAL REG RG. A ELEC SO,SOV,1" SW CONN | 3355
MVP25-1ADS/2131 | MVP25,1" DUAL REG RG. A ELEC SO,SOV,1-1/4" SW CONN | 3611
MVP25-1ADS/2142 | MVP25,1" DUAL REG RG. A ELEC SO,SOV,1-1/2" BW | 3983
MVP25-1AK-H/2121 | MVP25,1" HA4AK RG A,SOV,HDWL,1" SW CONN | 2376
MVP25-1AK-Z/2121 | MVP25, 1" HA4AK RG.A, SOV, 1" SW CONN, PLTD | 2495
MVP25-1AK/2121 | MVP25,1" HA4AK RG A,SOV,1" SW CONN | 2300
MVP25-1AK/2122 | MVP25,1" HA4AK,RG.A,SOV,1" BW CONN | 2300
MVP25-1AK/2131 | MVP25,1" HA4AK,RG.A,SOV,1-1/4" SW CONN | 2556
MVP25-1AK/2132 | MVP25,1" HA4AK,RG.A,SOV,1-1/4" BW CONN | 2556
MVP25-1AK/2142 | MVP25,1" HA4AK,RG.A,SOV,1-1/2" BW CONN | 2928
MVP25-1AK/2321 | MVP25,1" HA4AK,RG.B,SOV,1" SW CONN | 2300
MVP25-1AK/2342 | MVP25,1" HA4AK,RG.B,SOV,1-1/2" BW CONN | 2928
MVP25-1AKS/2121 | MVP25, 1" HA4AK RG. A ELEC, SOV, 1" SW CONN | 2671
MVP25-1AKS/2122 | MVP25,1" HA4AK RG.A,SOV,1" BW CONN | 2671
MVP25-1AKS/2131 | MVP25,1" HA4AK RG. A,SOV,1-1/4" SW CONN | 2927
MVP25-1AKS/2132 | MVP25,1" HA4AK RG.A ELEC,SOV,1-1/4" BW CONN | 2927
MVP25-1AL/2121 | MVP25,1" DIFF PRES REG RG.A,SOV,1" SW CONN | 2474
MVP25-1AL/2122 | MVP25,1" DIFF PRES REG RG A,SOV,1" BW CONN | 2474
MVP25-1AL/2131 | MVP25,1" DIFF PRES REG RG.A,SOV,1-1/4" SW CONN | 2730
MVP25-1AL/2132 | MVP25,1" DIFF PRES REG RG A,SOV,1-1/4" BW CONN | 2730
MVP25-1AM/2121 | MVP25,1" EMC REG RG.A,SOV,1" SW CONN | 3431
MVP25-1AM/2122 | MVP25,1" EMC REG RG.A,SOV,1" BW CONN | 3431
MVP25-1AM/2131 | MVP25,1" EMC REG RG.A,SOV,1-1/4" SW CONN | 3687
MVP25-1AM/2132 | MVP25,1" EMC REG RG.A,SOV,1-1/4" BW CONN | 3687
MVP25-1AM/2142 | MVP25,1" EMC REG RG.A, SOV, 1-1/2" BW CONN | 4059
MVP25-1AO-H/2121 | MVP25,1" OUT PRES REG RG V,SOV,HDWL,1" SW CONN | 2679
MVP25-1AO/2121 | MVP25,1" OUT PRES REG RG V,SOV,1" SW CONN | 2603
MVP25-1AO/2122 | MVP25,1" OUT PRES REG RG V,SOV,1" BW CONN | 2603
MVP25-1AO/2131 | MVP25,1" OUT PRES REG RG V,SOV,1-1/4" SW CONN | 2859
MVP25-1AO/2132 | MVP25,1" OUT PRES REG RG V,SOV,1-1/4" BW CONN | 2859
MVP25-1AO/2142 | MVP25,1" OUT PRES REG RG V,SOV,1-1/2" BW CONN | 3231
MVP25-1AO/2342 | MVP25,1" OUT PRES REG RG B,SOV,1-1/2" BW CONN | 3231
MVP25-1AOS-H/2121 | MVP25,1" OUT PRES REG RG.V ELEC,SOV,HDWL,1"SW CONN | 3050
MVP25-1AOS-H/2321 | MVP25,1" OUT PRES REG RG.B ELEC,HDWL,SOV,1"SW CONN | 3050
MVP25-1AOS-Z/2121 | MVP25,1" OUT PRES REG RG.V ELEC,SOV,1" SW CONN,PLT | 3169
MVP25-1AOS-ZE/2331 | MVP25,1"OUT PRES REG RG.B ELC,SOV,EXT,1-1/4"SW,PLT | 3663
MVP25-1AOS/2121 | MVP25,1" OUT PRES REG RG.V ELEC,SOV,1" SW CONN | 2974
MVP25-1AOS/2131 | MVP25,1" OUT PRES REG RG.V ELEC,SOV,1-1/4" SW CONN | 3230
MVP25-1AOS/2142 | MVP25,1" OUT PRES REG RG.V ELEC,SOV,1-1/2" BW CONN | 3602
MVP25-1AOS/2321 | MVP25,1" OUT PRES REG RG.B ELEC,SOV,1" SW CONN | 2974
MVP25-1AP/2121 | MVP25,1" PNEUM PRES REG RG A,SOV,1" SW CONN | 2344
MVP25-1AP/2122 | MVP20,1" PNEUM PRES REG RG A,SOV,1" BW CONN | 2344
MVP25-1AP/2131 | MVP25,1" PNEUM PRES REG RG A,SOV,1-1/4" SW CONN | 2600
MVP25-1AP/2132 | MVP25,1" PNEUM PRES REG RG A,SOV,1-1/4" BW CONN | 2600
MVP25-1AS-H/2121 | MVP25,1" REG RG.A ELEC SO,SOV,HDWL,1" SW CONN | 2664
MVP25-1AS-Z/2131 | MVP25,1" REG W/ELEC SO, RG.A,SOV,1-1/4" SW, PLTD | 3039
MVP25-1AS/2121 | MVP25, 1" REG RG. A ELEC, SOV, 1" SW CONN | 2588
MVP25-1AS/2122 | MVP25, 1" REG RG. A ELEC, SOV, 1" BW CONN | 2588
MVP25-1AS/2131 | MVP25, 1" REG W/ELEC SO, RG.A, SOV, 1-1/4" SW CONN | 2844
MVP25-1AS/2132 | MVP25,1" REG RG.A ELEC,SOV,1-1/4" BW CONN | 2844
MVP25-1AS/2142 | MVP25, 1" REG RG. A ELEC, SOV, 1-1/2" BW CONN | 3216
MVP25-1AS/2542 | MVP25,1" REG RG. V ELEC,SOV,1-1/2" BW CONN | 3432
MVP25-1ASB/2142 | MVP25,1"REG,RG A ELEC,WO,SOV, 1 1/2" BW CONN | 3379
MVP25-1MCR/2021 | MVP25,1"MCR,SOV,1"SW CONN | 6159
MVP25-1MCR/2031 | MVP25,1"MCR,SOV,1-1/4"SW CONN | 6415
MVP25-1MCR/2042 | MVP25,1"MCR,SOV,1-1/2"BW CONN | 6784
MVP25-1MCV-H/2031 | MVP25,1"MCV,SOV,HDWL,1-1/4" SW CONN | 6491
MVP25-1MCV/2021 | MVP25,1"MCV,SOV,1"SW CONN | 6159
MVP25-1MCV/2031 | MVP25,1"MCV,SOV,1-1/4" SW CONN | 6415
MVP25-1SD/2021 | MVP25, 1" 2-STEP SOL, SOV, 1" SW CONN | 2882
MVP25-1SD/2031 | MVP25, 1" 2-STEP SOL, SOV, 1-1/4" SW CONN | 3138
MVP25-1SD/2042 | MVP25, 1" 2-STEP SOL, SOV, 1-1/2" BW CONN | 3507
MVP25-2-32/2042 | MVP25,1" SOL,1-1/4" HEV,1-1/2" BW CONN | 2994
MVP25-2-H/2021 | MVP25,1" SOL,HEV,HDWL,1" SW CONN | 2395
MVP25-2-H/2031 | MVP25,1" SOL,HEV,HDWL,1-1/4" SW CONN | 2621
MVP25-2-Z/2021 | MVP25,1" SOL,HEV,1" SW CONN,PLATED | 2514
MVP25-2-Z/2031 | MVP25,1" SOL,HEV,1-1/4" SW CONN,PLT | 2740
MVP25-2/2021 | MVP25, 1" SOL, HEV, 1" SW CONN | 2319
MVP25-2/2022 | MVP25, 1" SOL, HEV, 1" BW CONN | 2319
MVP25-2/2031 | MVP25, 1" SOL, HEV, 1-1/4" SW CONN | 2545
MVP25-2/2032 | MVP25, 1" SOL, HEV, 1-1/4" BW CONN | 2545
MVP25-2/2042 | MVP25, 1" SOL, HEV, 1-1/2" BW CONN | 2994
MVP25-2SD/2021 | MVP25, 1" 2-STEP SOLENOID, HEV, 1" SW CONN | 2935
MVP25-2SD/2031 | MVP25,1" 2-STEP SOLENOID,HEV,1-1/4" SW CONN | 3159
MVP25-2SD/2042 | MVP25,1" 2-STEP SOLENOID,HEV,1-1/2" BW CONN | 3608
MVP25-3-32/2031 | MVP25,1" SOL,1-1/4" SCKHEV,1-1/4" SW CONN | 2891
MVP25-3-H/2021 | MVP25,1" SOL,SCKHEV,HDWL,1" SW CONN | 2740
MVP25-3-H/2031 | MVP25, 1" SOL, SCKHEV, HDWL, 1-1/4" SW CONN | 2967
MVP25-3-HE/2042 | MVP25,1"SOL,SCKHEV,EXT,HW,1-1/2" BW CONN | 3654
MVP25-3-Z/2021 | MVP25,1" SOL,SCKHEV,1" SW CONN,PLATED | 2859
MVP25-3-Z/2031 | MVP25,1" SOL,SCKHEV,1-1/4" SW CONN,PLATED | 3086
MVP25-3/2021 | MVP25, 1" SOL, SCKHEV, 1" SW CONN | 2664
MVP25-3/2022 | MVP25, 1" SOL, SCKHEV, 1" BW CONN | 2664
MVP25-3/2031 | MVP25, 1" SOL, SCKHEV, 1-1/4" SW CONN | 2891
MVP25-3/2032 | MVP25, 1" SOL, SCKHEV, 1-1/4" BW CONN | 2891
MVP25-3/2042 | MVP25, 1" SOL, SCKHEV, 1-1/2" BW CONN | 3340
MVP25-3SD/2021 | MVP25,1" 2-STEP SOL,SCKHEV,1" SW CONN | 3278
MVP25-4-E/2021 | MVP25, 1" SOLENOID, SCK, EXT NECK,1" SW CONN | 2853
MVP25-4-H/2021 | MVP25,1"SOL,SCK,HDWL,1" SW CONN | 2691
MVP25-4-H/2031 | MVP25,1"SOL,SCK,HDWL,1-1/4" SW CONN | 2944
MVP25-4-Z/2021 | MVP25,1" SOLENOID,SCK,1" SW CONN,PLT | 2810
MVP25-4/2021 | MVP25, 1" SOLENOID, SCK, 1" SW CONN | 2615
MVP25-4/2022 | MVP25, 1" SOLENOID, SCK, 1" BW CONN | 2615
MVP25-4/2031 | MVP25, 1" SOLENOID, SCK, 1-1/4" SW CONN | 2868
MVP25-4/2032 | MVP25, 1" SOLENOID, SCK, 1-1/4" BW CONN | 2868
MVP25-4/2042 | MVP25, 1" SOLENOID, SCK, 1-1/2" BW CONN | 3241
MVP25-4A/2121 | MVP25, 1" REG RG. A, SCK, 1" SW CONN | 2565
MVP25-4A/2131 | MP25,1" REG RG.A,SCK,1-1/4" SW CONN | 2821
MVP25-4AB-Z/2121 | MVP25,1" REG RG.A WO, SCK,1" SW CONN,PLTD | 3214
MVP25-4ABK/2121 | MVP25, 1" HA4ABK RG.A WO, SCK, 1" SW CONN | 3019
MVP25-4ABK/2131 | MVP25, 1" HA4ABK RG A WO, SCK, 1-1/4" SW CONN | 3275
MVP25-4AK-E/2121 | MVP25,1" HA4AK,RG.A,SCK, EXT NECK, 1" SW CONN | 2886
MVP25-4AK-H/2121 | MVP25,1" HA4AK,RG.A,SCK,HDWL,1" SW CONN | 2724
MVP25-4AK-Z/2131 | MVP25,1" HA4AK,RG.A,SCK,1-1/4" SW CONN,PLT | 3099
MVP25-4AK/2121 | MVP25,1" HA4AK,RG.A,SCK,1" SW CONN | 2648
MVP25-4AK/2131 | MVP25,1" HA4AK,RG.A,SCK,1-1/4" SW CONN | 2904
MVP25-4AK/2142 | MVP25,1" HA4AK,RG.A,SCK,1-1/2" BW CONN | 3273
MVP25-4AK/2321 | MVP25,1" HA4AK,RG.B,SCK,1" SW CONN | 2648
MVP25-4AOS/2131 | MVP25,1" OUT PRES REG RG.V ELEC,SCK,1-1/4" SW CONN | 3578
MVP25-4AS/2121 | MVP25,1" REG W/ELEC SO,RG.A,SCK,1" SW CONN | 2936
MVP25-4AS/2131 | MVP25,1" REG W/ELEC SO,RG.A,SCK,1-1/4" SW CONN | 3192
MVP25-4MCR/2042 | MVP25,1"MCR,SCK,1-1/2"BW CONN | 7132
MVP25-5AK/2121 | ENG,MVP25, 1" HA4AK RG A, CHECK, 1" SW CONN | 2308
MVP25-6-H/2021 | MVP25,1" SOLENOID,BLANK,HDWL,1" SW CONN | 2005
MVP25-6-Z/2031 | MVP25,1" SOL,BLANK,1-1/4" SW CONN,PLT | 2250
MVP25-6/2021 | MVP25, 1" SOLENOID, BLANK, 1" SW CONN | 1929
MVP25-6/2031 | MVP25,1" SOL,BLANK,1-1/4" SW CONN | 2055
MVP25-7MCR-H/2021 | MVP25,1"SOLENOID,MCR,HW,1"SW CONN | 7035
MVP25-7MCR/2021 | MVP25,1"SOLENOID,MCR,1"SW CONN | 6959
MVP25-7MCR/2031 | MVP25,1"SOLENOID,MCR,1-1/4"SW CONN | 7184
MVP25-7MCV-H/2021 | MVP25,1"SOLENOID,MCV,HW,1"SW CONN | 7035
MVP25-7MCV/2021 | MVP25,1"SOLENOID,MCV,1"SW CONN | 6959
MVP32-1-H/3031 | MVP32,1-1/4" SOL,SOV,HDWL,1-1/4" SW CONN | 2682
MVP32-1-S/3031 | MVP32, 1-1/4" SOL, 100 MESH, 1-1/4" SW CONN | 2749
MVP32-1-Z/3031 | MVP32,1-1/4" SOL,SOV,1-1/4" SW CONN,PLATED | 2801
MVP32-1-Z/3042 | MVP32,1-1/4" SOL,SOV,1-1/2" BW CONN,PLT | 3147
MVP32-1/3031 | MVP32, 1-1/4" SOL, SOV, 1-1/4" SW CONN | 2606
MVP32-1/3031-ACT | MVP32,1-1/4" SOL,SOV,ACT,1-1/4" SW CONN | 2606
MVP32-1/3032 | MVP32, 1-1/4" SOL, SOV, 1-1/4" BW CONN | 2606
MVP32-1/3042 | MVP32, 1-1/4" SOL, SOV, 1-1/2" BW CONN | 2952
MVP32-1A-H/3131 | MVP32,1-1/4" REG RG. A,SOV,HDWL,1-1/4" SW CONN | 2659
MVP32-1A-Z/3131 | MVP32,1-1/4" REG RG. A,SOV,1-1/4" SW CONN,PLATED | 2778
MVP32-1A-Z/3142 | MVP32,1-1/4" REG RG. A,SOV,1-1/2" BW CONN, PLTD | 3126
MVP32-1A/3131 | MVP32, 1-1/4" REG RG. A, SOV, 1-1/4" SW CONN | 2583
MVP32-1A/3132 | MVP32, 1-1/4" REG RG. A, SOV, 1-1/4" BW CONN | 2583
MVP32-1A/3142 | MVP32,1-1/4" REG RG. A,SOV,1-1/2" BW CONN | 2931
MVP32-1A/3331 | MVP32,1-1/4" REG RG. B,SOV,1-1/4" SW CONN | 2583
MVP32-1AB-H/3131 | MVP32,1-1/4" REG RG.A WO,SOV,HDWL,1-1/4" SW CONN | 3030
MVP32-1AB-HZ/3131 | MVP32,1-1/4"REG RG.A WO,SOV,HDWL,1-1/4"SW,PLTD | 3225
MVP32-1AB-Z/3131 | MVP32,1-1/4" REG RG.A WO,SOV,1-1/4" SW,PLT | 3149
MVP32-1AB-Z/3142 | MVP32,1-1/4" REG RG.A WO,SOV,1-1/2" BW CONN,PLTD | 3497
MVP32-1AB/3131 | MVP32,1-1/4" REG RG. A WO,SOV,1-1/4" SW CONN | 2954
MVP32-1AB/3132 | MVP32,1-1/4" REG RG.A WO,SOV,1-1/4" BW CONN | 2954
MVP32-1AB/3142 | MVP32, 1-1/4" REG RG. A WO, SOV, 1-1/2" BW CONN | 3302
MVP32-1AB/3331 | MVP32,1-1/4" REG RG.B WO,SOV,1-1/4" SW CONN | 2954
MVP32-1AB/3342 | MVP32, 1-1/4" REG RG. B WO, SOV, 1-1/2" BW CONN | 3302
MVP32-1ABK/3131 | MVP32, 1-1/4" HA4ABK RG.A WO, SOV, 1-1/4" SW CONN | 3037
MVP32-1ABK/3132 | MVP32,1-1/4" HA4ABK RG.A WO,SOV,1-1/4" BW CONN | 3037
MVP32-1AD-Z/3131 | MVP32,1-1/4" REG RG. A DUAL, SOV,1-1/4" SW,PLT | 3545
MVP32-1AD/3131 | MVP32,1-1/4" REG RG. A DUAL,SOV,1-1/4" SW CONN | 3350
MVP32-1AD/3132 | MVP32,1-1/4" REG RG. A DUAL,SOV,1-1/4" BW CONN | 3350
MVP32-1AD/3142 | MVP32,1-1/4" REG RG. A DUAL,SOV,1-1/2" BW CONN | 3698
MVP32-1ADK/3131 | MVP32,1-1/4" DUAL RESEAT RLF RG.A/A,SOV,1-1/4" SW | 3433
MVP32-1ADM-H/3131 | MVP32,1-1/4" REG DUAL,MTRCMP,HDWL,SOV,1-1/4"SW CON | 4640
MVP32-1ADM-H/3142 | MVP32,1-1/4"REGRG.A DUAL,MTR CMP,SOV,HDWL,1-1/2"BW | 4988
MVP32-1ADM/3142 | MVP32,1-1/4"REG RG.A DUAL,MTR CMP,SOV,1-1/2"BW CON | 4912
MVP32-1ADS-H/3131 | MVP32,1-1/4" DUAL REG RG A,ELEC,SOV,HW,1-1/4" SW | 3797
MVP32-1ADS/3131 | MVP32,1-1/4" DUAL REG RG A,ELEC SO,SOV,1-1/4" SW | 3721
MVP32-1ADS/3142 | MVP32,1-1/4" DUAL REG RG. A ELEC SO,SOV,1-1/2" BW | 4069
MVP32-1AK-H/3131 | MVP32,1-1/4" HA4AK RG.A, SOV,HDWL,1-1/4" SW CONN | 2742
MVP32-1AK/3131 | MVP32, 1-1/4" HA4AK RG.A, SOV, 1-1/4" SW CONN | 2666
MVP32-1AK/3132 | MVP32, 1-1/4" HA4AK RG.A, SOV, 1-1/4" BW CONN | 2666
MVP32-1AK/3142 | MVP32, 1-1/4" HA4AK RG.A, SOV, 1-1/2" BW CONN | 3014
MVP32-1AKS/3131 | MVP32,1-1/4" HA4AK RG.A ELEC,SOV,1-1/4" SW CONN | 3037
MVP32-1AKS/3132 | MVP32,1-1/4" HA4AK RG.A ELEC,SOV,1-1/4" BW CONN | 3037
MVP32-1AL/3131 | MVP32,1-1/4" DIFF PRES REG RG.A,SOV,1-1/4" SW CONN | 2840
MVP32-1AL/3132 | MVP32,1-1/4" DIFF PRES REG RG A,SOV,1-1/4" BW CONN | 2840
MVP32-1AM/3131 | MVP32, 1-1/4" EMC REG RG.A,SOV,1-1/4" SW CONN | 3797
MVP32-1AM/3132 | MVP32,1-1/4" EMC REG RG.A,SOV,1-1/4" BW CONN | 3797
MVP32-1AO/3131 | MVP32,1-1/4" OUT PRES REG RG V,SOV,1-1/4" SW CONN | 2969
MVP32-1AO/3132 | MVP32,1-1/4" OUT PRES REG RG V,SOV,1-1/4" BW CONN | 2969
MVP32-1AO/3331 | MVP32,1-1/4" OUT PRESS REG RG.B,SOV,1-1/4" SW CONN | 2969
MVP32-1AOS/3131 | MVP32,1-1/4" OUT PRES REG RGV ELEC,SOV,1-1/4"SW CO | 3340
MVP32-1AOS/3142 | MVP32,1-1/4" OUT PRES REG RG.V ELEC,SOV,1-1/2"BW | 3688
MVP32-1AOS/3342 | MVP32,1-1/4" OUT PRES REG RG.B ELEC,SOV,1-1/2"BW | 3688
MVP32-1AOSB/3131 | MVP32,1-1/4" OUT REG RG.V,ELEC,WO,SOV,1-1/4"SW | 3503
MVP32-1AP/3131 | MVP32,1-1/4" PNEUM PRES REG RG A,SOV,1-1/4"SW CONN | 2710
MVP32-1AP/3132 | MVP32,1-1/4" PNEUM PRES REG RG A,SOV,1-1/4"BW CONN | 2710
MVP32-1AS-H/3131 | MVP32,1-1/4" REG RG.A ELEC,SOV,HDWL,1-1/4" SW CONN | 3030
MVP32-1AS-Z/3131 | MVP32,1-1/4" REG RG. A ELEC,SOV,1-1/4" SW,PLT | 3149
MVP32-1AS-Z/3142 | MVP32,1-1/4" REG ELEC,RG.A,SOV,1-1/2" BW CONN,PLTD | 3497
MVP32-1AS/3131 | MVP32,1-1/4" REG RG. A ELEC,SOV,1-1/4" SW CONN | 2954
MVP32-1AS/3132 | MVP32,1-1/4" REG RG. A ELEC,SOV,1-1/4" BW CONN | 2954
MVP32-1AS/3142 | MVP32,1-1/4" REG RG. A ELEC,SOV,1-1/2" BW CONN | 3302
MVP32-1AS/3531 | MVP32,1-1/4" REG RG.V ELEC,SOV,1-1/4" SW CONN | 3170
MVP32-1AS/3542 | MVP32,1-1/4" REG RG.V ELEC,SOV,1-1/2" BW CONN | 3518
MVP32-1ASB/3131 | MVP32,1-1/4" REG RG.A ELEC,WO,SOV,1-1/4" SW CONN | 3117
MVP32-1ASB/3142 | MVP32, 1-1/4" REG RG. A ELEC,WO,SOV,1-1/2" BW CONN | 3465
MVP32-1MCR/3031 | MVP32,1-1/4"MCR,SOV,1-1/4"SW CONN | 6497
MVP32-1MCR/3042 | MVP32,1-1/4" MCR, SOV, 1-1/2" BW CONN. | 6843
MVP32-1MCRB/3031 | MVP32,1-1/4"MCRB,SOV,1-1/4"SW CONN | 6497
MVP32-1MCV/3031 | MVP32,1-1/4"MCV,SOV,1-1/4"SW CONN | 6497
MVP32-1MCV/3042 | MVP32,1-1/4"MCV,SOV,1-1/2"BW CONN | 6843
MVP32-1SD-H/3031 | MVP32,1-1/4" 2-STEP SOL,SOV,HDWL,1-1/4" SW CONN | 3296
MVP32-1SD/3031 | MVP32,1-1/4" 2-STEP SOL,SOV,1-1/4" SW CONN | 3220
MVP32-1SD/3042 | MVP32,1-1/4" 2-STEP SOL,SOV,1-1/2" BW CONN | 3566
MVP32-2-E/3031 | MVP32,1-1/4" SOL,HEV,EXT NECK,SS TRIM,1-1/4" SW | 2864
MVP32-2-E/3042 | MVP32,1-1/4" SOL,HEV,EXT NECK,SS TRIM,1-1/2"BW CON | 3285
MVP32-2-H/3031 | MVP32,1-1/4" SOL,HEV,HDWL,1-1/4" SW CONN | 2702
MVP32-2-Z/3031 | MVP32,1-1/4" SOL,HEV,1-1/4" SW CONN,PLATED | 2821
MVP32-2-Z/3042 | MVP32,1-1/4" SOL,HEV,1-1/2" BW CONN,PLT | 3242
MVP32-2/3031 | MVP32, 1-1/4" SOL, HEV, 1-1/4" SW CONN | 2626
MVP32-2/3032 | MVP32, 1-1/4" SOL, HEV, 1-1/4" BW CONN | 2626
MVP32-2/3042 | MVP32, 1-1/4" SOL, HEV, 1-1/2" BW CONN | 3047
MVP32-2SD/3031 | MVP32,1-1/4" 2-STEP SOLENOID,HEV,1-1/4" SW CONN | 3240
MVP32-2SD/3042 | MVP32,1-1/4" 2-STEP SOL,HEV,1-1/2" BW CONN | 3661
MVP32-3-E/3031 | MVP32,1-1/4" SOL,SCKHEV,EXT NECK,SS TRIM,1-1/4" SW | 3327
MVP32-3-H/3031 | MVP32, 1-1/4" SOL, SCKHEV, HDWL, 1-1/4" SW CONN | 3165
MVP32-3-H/3042 | MVP32,1-1/4" SOL,SCKHEV,HDWL,1-1/2" BW CONN | 3584
MVP32-3-Z/3031 | MVP32,1-1/4" SOL,SCKHEV,1-1/4" SW CONN,PLATED | 3703
MVP32-3-Z/3042 | MVP32,1-1/4" SOL,SCKHEV,1-1/2" BW CONN,PLT | 4122
MVP32-3/3031 | MVP32, 1-1/4" SOL, SCKHEV, 1-1/4" SW CONN | 3089
MVP32-3/3032 | MVP32, 1-1/4" SOL, SCKHEV, 1-1/4" BW CONN | 3089
MVP32-3/3032E | MVP32,1-1/4"SOL,SCKHEV,1-1/4"BW,CAT II,MODH,EF101 | 3089
MVP32-3/3042 | MVP32, 1-1/4" SOL, SCKHEV, 1-1/2" BW CONN | 3508
MVP32-3SD/3031 | MVP32,1-1/4" TWO-STEP SOL,SCKHEV,1-1/4" SW CONN | 3703
MVP32-3SD/3042 | MVP32, 1-1/4" TWO-STEP SOL, SCKHEV, 1-1/2" BW CONN | 4122
MVP32-4-H/3031 | MVP32,1-1/4" SOL,SCK,HDWL,1-1/4" SW CONN | 3141
MVP32-4-HZ/3031 | MVP32,1-1/4" SOL,SCK,HDWL,1-1/4" SW,PLTD | 3755
MVP32-4/3031 | MVP32, 1-1/4" SOLENOID, SCK, 1-1/4" SW CONN | 3065
MVP32-4/3032E | MVP32,1-1/4"SOL,SCK,1-1/4"BW,CATII,MODH,EF101 | 3065
MVP32-4/3042 | MVP32,1-1/4" SOLENOID,SCK,1-1/2" BW CONN | 3415
MVP32-4/3042E | MVP32,1-1/4" SOLENOID,SCK,1-1/2" BW CONN,CATII,MOD | 3415
MVP32-4A/3131 | MVP32,1-1/4" REG RG A, SCK, 1-1/4" SW CONN | 3048
MVP32-4AB/3131 | MVP32,1-1/4" REG RG.A,WO,SCK,1-1/4" SW CONN | 3419
MVP32-4ABK/3131 | MVP32,1-1/4" HA4ABK,RGA,WO,SCK,1-1/4" SW CONN | 3502
MVP32-4ABK/3142 | MVP32,1-1/4" HA4ABK RG.A,WO,SCK,1-1/2"BW CONN | 3848
MVP32-4AD-Z/3142 | MVP32,1-1/4" REG RG.A DUAL,SCK,1-1/2" BW CONN,PLTD | 4356
MVP32-4AK-H/3131 | MVP32,1-1/4" HA4AK RG.A,SCK,HDWL,1-1/4" SW | 3207
MVP32-4AK-Z/3131 | MVP32,1-1/4" HA4AK,RG.A,SCK,1-1/4" SW CONN,PLT | 3326
MVP32-4AK/3131 | MVP32,1-1/4" HA4AK,RG.A,SCK,1-1/4" SW CONN | 3131
MVP32-4AK/3142 | MVP32,1-1/4" HA4AK,RG.A,SCK,1-1/2" BW CONN | 3477
MVP32-4AOS/3142 | MVP32,1-1/4" OUTLET REG RG.V,ELEC,SCK,1-1/2" BW | 4151
MVP32-4AS/3131 | MVP32, 1-1/4" REG RG. A ELEC, SCK, 1-1/4" SW CONN | 3419
MVP32-4AS/3142 | MVP32,1-1/4" REG RG. A ELEC,SCK,1-1/2" BW CONN | 3765
MVP32-4SD/3042 | MVP32,2-STEP SOL,SCK,1-1/2" BW CONN | 4029
MVP32-4SD/3042E | MVP32, 2-STEP SOL,SCK,1-1/2" BW CATII,MODH,EF101 | 4029
MVP32-6/3031 | MVP32, 1-1/4" SOLENOID, BLANK, 1-1/4" SW CONN | 2170
MVP32-6/3042 | MVP32, 1-1/4" SOLENOID, BLANK, 1-1/2" BW CONN | 2344
MVP32-6AD/3142 | MVP32,1-1/4" DUAL REG RG.A,BLANK,1-1/2" BW CONN | 3090
MVP32-6AK/3131 | MVP32,1-1/4" HA4AK RG.A,BLANK,1-1/4" SW CONN | 2233
MVP32-6AS/3142 | MVP32,1-1/4" REG RG. A ELEC,BLANK,1-1/2" BW CONN | 2694
MVP32-7MCR/3031 | MVP32,1-1/4"SOLENOID,MCR,1-1/4"SW CONN | 7265
MVP32-7MCV/3031 | MVP32,1-1/4"SOLENOID,MCV,1-1/4"SW CONN | 7265
MVP40-1-H/4041 | MVP40,1-1/2" SOL,SOV,HDWL,1-1/2" SW CONN | 3666
MVP40-1-Z/4041 | MVP40,1-1/2" SOL,SOV,1-1/2" SW CONN,PLTD | 3934
MVP40-1-Z/4062 | MVP40,1-1/2" SOL,SOV,2-1/2" BW CONN,PLT | 4534
MVP40-1/4041 | MVP40, 1-1/2" SOL, SOV, 1-1/2" SW CONN | 3543
MVP40-1/4051 | MVP40, 1-1/2" SOL, SOV, 2" SW CONN | 3712
MVP40-1/4052 | MVP40, 1-1/2" SOL, SOV, 2" BW CONN | 3712
MVP40-1/4062 | MVP40, 1-1/2" SOLENOID, SOV, 2-1/2" BW CONN | 4143
MVP40-1/B041 | MVP40, 1-1/2" SOL, SOV, 50% RED, 1-1/2" SW CONN | 3543
MVP40-1/B042 | MVP40,1-1/2" SOL,SOV,50% RED,1-1/2" BW CONN | 3543
MVP40-1/B051 | MVP40,1-1/2" SOL,SOV,50% RED,2" SW CONN | 3712
MVP40-1/B062 | MVP40,1-1/2" SOL,SOV,50% RED,2-1/2" BW CONN | 4143
MVP40-1A-H/4141 | MVP40,1-1/2" REG, RG. A,SOV,HDWL,1-1/2" SW CONN | 3640
MVP40-1A-Z/4151 | MVP40, 1-1/2" REG RG. A, SOV, 2" SW CONN, PLATED | 4077
MVP40-1A-Z/4162 | MVP40,1-1/2" REG RG. A,SOV,2-1/2" BW CONN,PLTD | 4509
MVP40-1A/4141 | MVP40,1-1/2" REG, RG. A,SOV,1-1/2" SW CONN | 3517
MVP40-1A/4142E | MVP40,1-1/2" REG,SOV,1-1/2" BW,CATII,MODH,EF101 | 3517
MVP40-1A/4151 | MVP40, 1-1/2" REG RG. A, SOV, 2" SW CONN | 3686
MVP40-1A/4152 | MVP40, 1-1/2" REG RG. A, SOV, 2" BW CONN | 3686
MVP40-1A/4162 | MVP40,1-1/2" REG RG. A,SOV,2-1/2" BW CONN | 4118
MVP40-1A/A141 | MVP40,1-1/2" REG,RG. A,SOV,25%RED,1-1/2" SW CONN | 3517
MVP40-1A/A151 | MVP40,1-1/2" REG,RG. A,SOV,25%RED,2" SW CONN | 3686
MVP40-1A/B162 | MVP40,1-1/2" REG RG.A,SOV,50% RED,2-1/2" BW CONN | 4118
MVP40-1AB-H/4162 | MVP40,1-1/2" REG RG.A,WO,SOV,HDWL,2-1/2" BW | 4612
MVP40-1AB-Z/4151 | MVP40,1-1/2" REG RG.A,WO,SOV,PLT,2" SW CONN | 4448
MVP40-1AB-Z/4162 | MVP40,1-1/2" REG RG.A,WO,SOV,PLT,2-1/2" BW CONN | 4880
MVP40-1AB/4151 | MVP40,1-1/2" REG RG.A,WO,SOV,2" SW CONN | 4057
MVP40-1AB/4162 | MVP40,1-1/2" REG RG.A,WO,SOV,2-1/2" BW CONN | 4489
MVP40-1AB/4351 | MVP40, 1-1/2" REG RG.B, WO, SOV, 2" SW CONN | 4057
MVP40-1AB/A151 | MVP40,1-1/2" REG,RGA,WO,SOV,25%RED,2"SW CONN | 4057
MVP40-1AB/B151 | MVP40,1-1/2" REG RG.A,WO,SOV,50% RED,2" SW CONN | 4057
MVP40-1AB/B162 | MVP40,1-1/2" REG RG.A,WO,SOV,50% RED,2-1/2" BW CON | 4489
MVP40-1AD-H/4141 | MVP40,1-1/2" DUAL REG RG.A,SOV,HDWL,1-1/2" SW CONN | 4407
MVP40-1AD-H/4162 | MVP40,1-1/2" DUAL REG RG.A,SOV,HDWL,2-1/2" BW CONN | 5008
MVP40-1AD-Z/4151 | MVP40,1-1/2" DUAL REG RG.A, SOV, 2"SW CONN, PLT | 4844
MVP40-1AD/4141 | MVP40,1-1/2" DUAL REG RG. A,SOV,1-1/2" SW CONN | 4284
MVP40-1AD/4142 | MVP40,1-1/2" DUAL REG RG. A,SOV,1-1/2" BW CONN | 4284
MVP40-1AD/4151 | MVP40,1-1/2" DUAL REG RG. A,SOV,2" SW CONN | 4453
MVP40-1AD/4162 | MVP40,1-1/2" DUAL REG RG.A,SOV,2-1/2" BW CONN | 4885
MVP40-1AD/A141 | MVP40,1-1/2" DUAL REG RG.A,SOV,25%RED,1-1/2" SW | 4284
MVP40-1AD/A151 | MVP40,1-1/2" DUAL REG RG. A,SOV,25% RED,2" SW CONN | 4453
MVP40-1AD/B141 | MVP40,1-1/2" DUAL REG RG. A,SOV,50% RED,1-1/2" SW | 4284
MVP40-1AD/B151 | MVP40,1-1/2" DUAL REG RG. A,SOV,50% RED,2" SW CONN | 4453
MVP40-1ADB/B151 | MVP40,1-1/2" DUAL REG RG.A,WO,SOV,50%RED,2"SW | 4824
MVP40-1ADM-H/4141 | MVP40,1-1/2" DUAL REG RG.A,MTR CMP,SOV,HDWL,1-1/2" | 5621
MVP40-1ADM-H/4151 | MVP40,1-1/2" DUAL REG RGA,MTR CMP,SOV,HDWL,2"SW CO | 5790
MVP40-1ADM-H/4162 | MVP40,1-1/2"DUAL REG RGA,MTR CMP,SOV,HDWL,2-1/2"BW | 6222
MVP40-1ADM/4141 | MVP40,1-1/2" DUAL REG RG.A,MTR CMP,SOV,1-1/2"SW CO | 5498
MVP40-1ADM/4151 | MVP40,1-1/2" DUAL REG RG. A,MTR CMP,SOV,2" SW CONN | 5667
MVP40-1ADM/4162 | MVP40,1-1/2" DUAL REG RG.A,MTR CMP,SOV,2-1/2" BW | 6099
MVP40-1ADQ/4151 | MVP40,1-1/2" DUAL EC REG RG.Q1,SOV,2" SW CONN | 4580
MVP40-1ADQ/4162 | MVP40,1-1/2" DUAL EC REG RG.Q1,SOV,2-1/2"BW CONN | 5012
MVP40-1ADQ/B141 | MVP40,1-1/2"DUAL EC REG RG.Q1,50% RED SOV,1-1/2"SW | 4411
MVP40-1ADS/4151 | MVP40,1-1/2" DUAL RG A,ELEC SO,SOV,2"SW CONN | 4824
MVP40-1ADS/4162 | MVP40,1-1/2" DUAL REG RG.A ELEC SO,SOV,2-1/2" BW | 5256
MVP40-1ADS/B162 | MVP40,1-1/2"DUAL RG.A 50%,RED,ELEC SO,SOV,2-1/2"BW | 5256
MVP40-1AK-H/4141 | MVP40,1-1/2"HA4AK,RGA,SOV,HDWL,1-1/2"SW CONN | 3723
MVP40-1AK/4141 | MVP40,1-1/2" HA4AK RG.A,SOV,1-1/2" SW CONN | 3600
MVP40-1AK/4151 | MVP40, 1-1/2" HA4AK RG.A, SOV, 2" SW CONN | 3769
MVP40-1AK/4162 | MVP40,1-1/2" HA4AK RG.A,SOV,2-1/2" BW CONN | 4201
MVP40-1AK/A141 | MVP40,1-1/2" HA4AK RG.A,SOV,25% RED,1-1/2" SW | 3600
MVP40-1AK/B151 | MVP40, 1-1/2" HA4AK RG.A, 50% RED, SOV, 2" SW CONN | 3769
MVP40-1AL-E/4141 | MVP40,1-1/2" DIFF PRES RG.A,SOV,EXT NECK,1-1/2"SW | 4051
MVP40-1AL/4141 | MVP40,1-1/2" DIFF PRES REG RG.A,SOV,1-1/2" SW CONN | 3774
MVP40-1AO-H/4141 | MVP40,1-1/2" OUT PRES REG,RG.V,SOV,HDWL,1-1/2"SW | 4026
MVP40-1AO/4141 | MVP40,1-1/2" OUT PRESS REG,RG.V,SOV,1-1/2"SW CONN | 3903
MVP40-1AO/4162 | MVP40,1-1/2" OUT PRESS REG,RG.V,SOV,2-1/2" BW CONN | 4504
MVP40-1AO/4341 | MVP40,1-1/2" OUT PRESS REG,RG.B,SOV,1-1/2"SW CONN | 3903
MVP40-1AO/4351 | MVP40,1-1/2" OUTLET PRESS REG,RG.B,SOV,2" SW CONN | 4072
MVP40-1AOS-H/4141 | MVP40,1-1/2"OUT PRES REG,RG.V ELEC,SOV,HDWL,1-1/2" | 4397
MVP40-1AOS-H/4341 | MVP40,1-1/2"OUT PRES REG,RG.B ELEC,SOV,HDWL,1-1/2" | 4397
MVP40-1AOS-Z/4141 | MVP40,1-1/2"OUT REG,RG.V ELEC,SOV,1-1/2"SW,PLT | 4665
MVP40-1AOS-Z/4151 | MVP40,1-1/2"OUT REG,RG.V ELEC,SOV,2"SW,PLT | 4834
MVP40-1AOS/4141 | MVP40,1-1/2" OUT PRES REG,RGV ELEC,SOV,1-1/2"SW CO | 4274
MVP40-1AOS/4151 | MVP40,1-1/2" OUTLET PRESS REG, RG.V ELEC,SOV,2" SW | 4443
MVP40-1AQ/4141 | MVP40,1-1/2" EC REG RG. Q1,SOV,1-1/2" SW CONN | 3644
MVP40-1AS-H/4141 | MVP40,1-1/2" REG RG.A ELEC SO,SOV,HDWL,1-1/2" SW | 4011
MVP40-1AS-Z/4151 | MVP40,1-1/2" REG ELEC SO,RG.A,SOV,2" SW CON,PLTD | 4448
MVP40-1AS-Z/4162 | MVP40,1-1/2" REG ELEC SO,RG.A,SOV,2-1/2" BW,PLTD | 4880
MVP40-1AS/4141 | MVP40,1-1/2" REG RG.A,ELEC,SOV,1-1/2" SW CONN | 3888
MVP40-1AS/4151 | MVP40,1-1/2" REG RG.A,ELEC SO,SOV,2" SW CONN | 4057
MVP40-1AS/4152 | MVP40,1-1/2" REG RG.A,ELEC SO,SOV,2"BW CONN | 4057
MVP40-1AS/4162 | MVP40,1-1/2" REG RG.A,ELEC SO,SOV,2-1/2" BW CONN | 4489
MVP40-1AS/4551 | MVP40,1-1/2" REG RG.V,ELEC SO,SOV,2" SW CONN | 4273
MVP40-1AS/A141 | MVP40,1-1/2" REG RG.A,ELEC,SOV,25% RED,1-1/2" SW | 3888
MVP40-1AS/A151 | MVP40,1-1/2" REG RG.A,ELEC SO,SOV,25% RED,2" SW | 4057
MVP40-1AS/B141 | MVP40,1-1/2" REG RG A,ELEC,SOV,50% RED,1-1/2" SW | 3888
MVP40-1AS/B151 | MVP40,1-1/2" REG RG.A,ELEC,SOV,50% RED,2" SW CONN | 4057
MVP40-1AS/B152 | MVP40,1-1/2" REG RG.A,ELEC SO,50%RED,SOV,2"BW CONN | 4057
MVP40-1AS/B162 | MVP40,1-1/2"REG RG.A,ELEC SO,SOV,50% RED,2-1/2" BW | 4489
MVP40-1ASB/4151 | MVP40,1-1/2" REG RG.A,ELEC SO,WO,SOV,2"SW CONN | 4220
MVP40-1ASB/4162 | MVP40,1-1/2" REG RG.A,ELEC SO,WO,SOV,2-1/2"BW CONN | 4652
MVP40-1MCR/4041 | MVP40,1-1/2"MCR,SOV,1-1/2"SW CONN | 7563
MVP40-1MCR/4051 | MVP40,1-1/2"MCR,SOV,2"SW CONN | 7732
MVP40-1MCV/4041 | MVP40,1-1/2"MCV,SOV,1-1/2"SW CONN | 7563
MVP40-1MCV/4042 | MVP40,1-1/2"MCV,SOV,1-1/2"BW CONN | 7563
MVP40-1MCV/4051 | MVP40,1-1/2"MCV,SOV,2"SW CONN | 7732
MVP40-1SD-Z/4041 | MVP40,1-1/2" 2-STEP SOLENOID,SOV,1-1/2" SW,PLT | 4548
MVP40-1SD/4041 | MVP40,1-1/2" 2-STEP SOLENOID,SOV,1-1/2" SW CONN | 4157
MVP40-1SD/4042 | MVP40,1-1/2" 2-STEP SOLENOID,SOV,1-1/2" BW CONN | 4157
MVP40-1SD/4051 | MVP40,1-1/2" 2-STEP SOLENOID,SOV,2" SW CONN | 4326
MVP40-1SD/4051E | MVP40,1-1/2" 2-STP SOL,SOV,2" SW,CATII,MODH,EF101 | 4326
MVP40-1SD/4052 | MVP40,1-1/2" 2-STEP SOLENOID,SOV,2" BW CONN | 4326
MVP40-1SD/4062 | MVP40,1-1/2" 2-STEP SOLENOID,SOV,2-1/2" BW CONN | 4757
MVP40-1SD/B041 | MVP40,1-1/2" 2-STEP SOL,SOV,50% RED,1-1/2" SW CONN | 4157
MVP40-1SD/B051 | MVP40,1-1/2" 2-STEP SOL,SOV,50%RED,2" SW CONN | 4326
MVP40-2-E/4041 | MVP40, 1-1/2" SOL, HEV, EXT NECK,SS TRIM, 1-1/2"SW | 3904
MVP40-2-H/4041 | MVP40,1-1/2" SOL,HEV,HDWL,1-1/2" SW CONN | 3750
MVP40-2-HE/4041 | MVP40,1-1/2"SOL,HEV,HDWL,EXT NECK,1-1/2" SW CONN | 4027
MVP40-2-Z/4041 | MVP40,1-1/2" SOL,HEV,1-1/2" SW CONN,PLT | 4018
MVP40-2/4041 | MVP40, 1-1/2" SOL, HEV, 1-1/2" SW CONN | 3627
MVP40-2/4051 | MVP40, 1-1/2" SOL, HEV, 2" SW CONN | 3794
MVP40-2/4052 | MVP40, 1-1/2" SOL, HEV, 2" BW CONN | 3794
MVP40-2/4062 | MVP40, 1-1/2" SOL, HEV, 2-1/2" BW CONN | 4441
MVP40-2/B041 | MVP40,1-1/2" SOL,HEV,50% RED,1-1/2" SW CONN | 3627
MVP40-2/B051 | MVP40,1-1/2" SOL,50% RED,HEV,2"SW CONN | 3794
MVP40-2/B062 | MVP40,1-1/2" SOL,HEV,50% RED,2-1/2" BW CONN | 4441
MVP40-2SD-H/4041 | MVP40,1-1/2" 2 STEP SOL,HEV,HDWL,1-1/2" SW CONN | 4364
MVP40-2SD-Z/4051 | MVP40,1-1/2" 2-STEP SOLENOID,HEV,2" SW CONN,PLT | 4799
MVP40-2SD/4041 | MVP40,1-1/2" 2-STEP SOLENOID,HEV,1-1/2" SW CONN | 4241
MVP40-2SD/4042 | MVP40,1-1/2" 2-STEP SOLENOID,HEV,1-1/2" BW CONN | 4241
MVP40-2SD/4051 | MVP40, 1-1/2" 2-STEP SOLENOID, HEV, 2" SW CONN | 4408
MVP40-2SD/4062 | MVP40,1-1/2" 2-STEP SOL,HEV,2-1/2" BW CONN | 5055
MVP40-3-50/4041 | MVP40,1-1/2" SOL,2" SCKHEV,1-1/2" SW CONN | 4160
MVP40-3-H/4041 | MVP40,1-1/2" SOL,SCKHEV,HDWL,1-1/2" SW CONN | 4283
MVP40-3/4041 | MVP40, 1-1/2" SOL, SCKHEV, 1-1/2" SW CONN | 4160
MVP40-3/4042 | MVP40,1-1/2" SOL,SCKHEV,1-1/2" BW CONN | 4160
MVP40-3/4042E | MVP40,1-1/2" SOL,SCKHEV,1-1/2"BW,CATII,MODH,EF101 | 4160
MVP40-3/4051 | MVP40, 1-1/2" SOL, SCKHEV, 2" SW CONN | 4323
MVP40-3/4052E | MVP40,1-1/2" SOL,SCKHEV,2" BW,CATII,MODH,EF101 | 4323
MVP40-3/B041 | MVP40,1-1/2" SOL,SCKHEV,50% RED,1-1/2" SW CONN | 4160
MVP40-3SD/4041E | MVP40,1-1/2"2STEP,SCKHEV,1-1/2"SW,CATII,MODH,EF101 | 4774
MVP40-3SD/4042E | MVP40,1-1/2"2STEP,SCKHEV,1-1/2"BW,CATII,MODH,EF101 | 4774
MVP40-3SD/4051 | MVP40,1-1/2" 2-STEP SOL,SCKHEV,2" SW CONN | 4937
MVP40-4/4041 | MVP40,1-1/2" SOL, SCK, 1-1/2" SW CONN | 4075
MVP40-4/4041E | MVP40,1-1/2" SOL, SCK, 1-1/2" SW CONN,CATII,MODH,E | 4075
MVP40-4/4051 | MVP40,1-1/2" SOL, SCK, 2" SW CONN | 4243
MVP40-4/4062 | MVP40,1-1/2" SOL, SCK, 2-1/2" BW CONN | 4675
MVP40-4/B041 | MVP40,1-1/2" SOL,50% RED,SCK,1-1/2" SW CONN | 4075
MVP40-4A/4141 | MVP40,1-1/2" REG RG.A,SCK,1-1/2" SW CONN | 4047
MVP40-4A/4151 | MVP40, 1-1/2" REG RG.A, SCK, 2" SW CONN | 4216
MVP40-4ABK/4141 | MVP40,1-1/2" HA4ABK,SCK,1-1/2" SW CONN | 4501
MVP40-4ABK/4142 | MVP40, 1-1/2" HA4ABK, SCK, 1-1/2" BW CONN | 4501
MVP40-4ABK/4151 | MVP40,1-1/2" HA4ABK,RG.A,SCK,2" SW CONN | 4670
MVP40-4AD/4151 | MVP40,1-1/2" DUAL REG RG.A,SCK,2" SW CONN | 4983
MVP40-4ADS/B151 | MVP40,1-1/2"DUAL RG.A 50% RED,ELEC SO,SCK,2"SW CON | 5354
MVP40-4AK-Z/4141 | MVP40,1-1/2" HA4AK RG.A,SCK,1-1/2" SW CONN,PLT | 4521
MVP40-4AK-Z/4151 | MVP40,1-1/2" HA4AK RG.A,SCK,2" SW CONN,PLT | 4690
MVP40-4AK/4141 | MVP40,1-1/2" HA4AK RG.A,SCK,1-1/2" SW CONN | 4130
MVP40-4AK/4151 | MVP40, 1-1/2" HA4AK RG.A, SCK, 2" SW CONN | 4299
MVP40-4AK/4162 | MVP40, 1-1/2" HA4AK RG.A, SCK, 2-1/2" BW CONN | 4730
MVP40-4AK/4341 | MVP40,1-1/2" HA4AK RG.B,SCK,1-1/2" SW CONN | 4130
MVP40-4AK/B141 | MVP40,1-1/2" HA4AK RG.A,SCK,50% RED,1-1/2" SW CONN | 4130
MVP40-4AO/4141 | MVP40,1-1/2" OUT PRESS REG,RG.V,SCK,1-1/2"SW CONN | 4433
MVP40-4AOS/4151 | MVP40,1-1/2" OUTLET REG RG.V,ELEC,SCK,2"SW CONN | 4973
MVP40-4AOS/B141 | MVP40,1-1/2" OUT RG.V,ELEC,SCK,50%RED,1-1/2"SW CON | 4804
MVP40-4AS-S/4141 | MVP40,1-1/2"ELEC SO,RG.A,100 MESH,SCK,1-1/2"SW | 4666
MVP40-4AS-Z/4151 | MVP40,1-1/2" REG ELEC SO,RG.A,SCK,2" SW CONN,PLTD | 4978
MVP40-4AS/4141 | MVP40,1-1/2"REG ELEC SO,RG.A,SCK,1-1/2"SW CONN | 4418
MVP40-4SD/4041 | MVP40,1-1/2" 2-STEP SOLENOID,SCK,1-1/2" SW CONN | 4689
MVP40-4SD/4051 | MVP40,1-1/2" 2-STEP SOLENOID,SCK,2" SW CONN | 4857
MVP40-5/4041 | MVP40, 1-1/2" SOL, CHECK, 1-1/2" SW CONN | 3532
MVP40-6-H/4041 | MVP40,1-1/2" SOL,BLANK,HDWL,1-1/2" SW CONN | 3124
MVP40-6/4041 | MVP40,1-1/2" SOL,BLANK,1-1/2" SW CONN | 3001
MVP40-6/4051 | MVP40,1-1/2"SOLENOID,BLANK,2"SW CONN | 3086
MVP40-6AD/4151 | MVP40,1-1/2" DUAL REG RG. A,BLANK,2" SW CONN | 3825
MVP40-6AS/4141 | MVP40,1-1/2" REG RGA,ELEC SO,BLANK,1-1/2" SW CONN | 3345
MVP40-7MCR/4041 | MVP40,1-1/2"SOLENOID,MCR,1-1/2"SW CONN | 8707
MVP40-7MCR/4051 | MVP40,1-1/2"SOLENOID,MCR,2"SW CONN | 8875
MVP40-7MCR/4062 | MVP40,1-1/2"SOLENOID,MCR,2-1/2"BW CONN | 9520
MVP40-7MCRB/4041 | MVP40,1-1/2"SOLENOID,MCRB,1-1/2"SW CONN,50%VPORT | 8707
MVP40-7MCV/4041 | MVP40,1-1/2"SOLENOID,MCV,1-1/2"SW CONN | 8707
MVP50-1-H/5051 | MVP50, 2" SOL, SOV, HDWL, 2" SW CONN | 4019
MVP50-1-HZ/5051 | MVP50,2" SOL,SOV,HDWL,2" SW CONN,PLTD | 4410
MVP50-1-Z/5062 | MVP50, 2" SOL, SOV, 2-1/2" BW CONN, PLATED | 4719
MVP50-1/5051 | MVP50, 2" SOLENOID, SOV, 2" SW CONN | 3896
MVP50-1/5052 | MVP50, 2" SOLENOID, SOV, 2" BW CONN | 3896
MVP50-1/5062 | MVP50,2" SOLENOID,SOV,2-1/2" BW CONN | 4328
MVP50-1A-H/5151 | MVP50, 2" REG RG. A, SOV, HDWL, 2" SW CONN | 4058
MVP50-1A/5151 | MVP50, 2" REG RG. A, SOV, 2" SW CONN | 3935
MVP50-1A/5162 | MVP50,2" REG RG. A,SOV,2-1/2" BW CONN | 4357
MVP50-1AB/5151 | MVP50,2" REG RG.A WO,SOV,2" SW CONN | 4306
MVP50-1AB/5162 | MVP50,2" REG RG.A WO,SOV,2-1/2" BW CONN | 4728
MVP50-1ABK/5151 | MVP50,2" HA4ABK, RG.A,WO,SOV,2" SW CONN | 4306
MVP50-1AD-Z/5151 | MVP50,2" DUAL REG RG.A,SOV,2" SW CONN,PLT | 5093
MVP50-1AD/5151 | MVP50,2" DUAL REG RG. A,SOV,2" SW CONN | 4702
MVP50-1AD/5162 | MVP50,2" DUAL REG RG. A/A,SOV,2-1/2" BW CONN | 5124
MVP50-1AD/5163 | MVP50,DUAL REG RG.A,SOV,2-5/8 ODS CONN | 5124
MVP50-1AD/5462 | MVP50,2" DUAL REG RG. B/B,SOV,2-1/2" BW CONN | 5124
MVP50-1ADM-H/5151 | MVP50,2" DUAL REG RG.A,MTR CMP,HDWL,SOV,2"SW CONN | 6039
MVP50-1ADM-H/5162 | MVP50,2" DUAL REG RGA,MTR CMP,HDWL,SOV,2-1/2"BW CO | 6461
MVP50-1ADM/5162 | MVP50,2" DUAL REG RG. A,MTR CMP,SOV,2-1/2" BW CONN | 6338
MVP50-1ADQ/5151 | MVP50, 2" DUAL EC REG RG.Q1, SOV, 2" SW CONN | 4829
MVP50-1ADS-H/5151 | MVP50,2" DUAL PRESS REG RG.A,ELEC SO,SOV,HW,2" SW | 5196
MVP50-1ADS/5151 | MVP50,2" DUAL PRESS REG RG.A,ELEC SO,SOV,2" SW | 5073
MVP50-1ADS/5162 | MVP50,2" DUAL PRESS REG RG.A,ELEC SO,SOV,2-1/2"BW | 5495
MVP50-1ADSB/5162 | MVP50,2" DUAL REG RG.A ELEC SO,WO,SOV,2-1/2"BW | 5658
MVP50-1AK/5151 | MVP50,2" HA4AK, RG.A,SOV,2" SW CONN | 4018
MVP50-1AK/5162 | MVP50,2" HA4AK,RG.A,SOV,2-1/2" BW CONN | 4440
MVP50-1AO/5151 | MVP50,2" OUTLET PRES REG RG.V,SOV,2" SW CONN | 4321
MVP50-1AO/5162 | MVP50,2" OUTLET PRESS REG RG.V,SOV,2-1/2" BW CONN | 4743
MVP50-1AO/5351 | MVP50,2" OUTLET PRESS REG RG.B,SOV,2" SW CONN | 4321
MVP50-1AO/5362 | MVP50,2" OUTLET PRESS REG RG.B,SOV,2-1/2" BW CONN | 4743
MVP50-1AOB/5151 | MVP50,2" OUTLET REG RG.V,WO,SOV, 2" SW CONN | 4692
MVP50-1AOS/5151 | MVP50,2" OUTLET PRES REG RG.V,ELEC,SOV,2" SW CONN | 4692
MVP50-1AOS/5162 | MVP50,2" OUT PRES REG RG V ELEC,SOV,2-1/2" BW CONN | 5114
MVP50-1AOS/5351 | MVP50,2" OUTLET PRES REG RG.B,ELEC,SOV,2" SW CONN | 4692
MVP50-1AOS/5362 | MVP50,2" OUT PRES REG RG.B ELEC,SOV,2-1/2" BW CONN | 5114
MVP50-1AQS/5151 | MVP50, 2" ELEC REG RG.Q1, ELEC SO, SOV, 2"SW CONN | 4433
MVP50-1AQS/5162 | MVP50,2" EC REG RG. Q1,ELEC SO,SOV,2-1/2" BW CONN | 4855
MVP50-1AS-Z/5162 | MVP50,2" REG ELEC SO,RG.A,SOV,2-1/2" BW CON,PLTD | 5119
MVP50-1AS/5151 | MVP50,2" REG ELEC SO,RG. A,SOV,2" SW CONN | 4306
MVP50-1AS/5152 | MVP50,2" REG,RG.A,ELEC SO,2"BW CONN | 4306
MVP50-1AS/5162 | MVP50,2" REG RG.A,ELEC SO,2-1/2" BW CONN | 4728
MVP50-1AS/5351 | MVP50,2" REG ELEC SO,RG. B,SOV,2" SW CONN | 4306
MVP50-1AS/A151 | MVP50,2" REG ELEC SO,RG.A,SOV,25% RED,2" SW CONN | 4306
MVP50-1ASB/5151 | MVP50,2" REG RG.A,ELEC SO,WO,SOV,2" SW CONN | 4469
MVP50-1ASB/5162 | MVP50,2" REG RG.A,ELEC SO,WO,SOV,2-1/2" BW CONN | 4891
MVP50-1MCR/5051 | MVP50,2"MCR,SOV,2"SW CONN | 7916
MVP50-1MCV/5051 | MVP50,2"MCV,SOV,2"SW CONN | 7916
MVP50-1MCV/5062 | MVP50,2"MCV,SOV,2-1/2"BW CONN | 8348
MVP50-1SD-Z/5051 | MVP50,2" 2-STEP SOLENOID,SOV,2"SW CONN,PLT | 4901
MVP50-1SD/5051 | MVP50,2" 2-STEP SOLENOID,SOV,2" SW CONN | 4510
MVP50-1SD/5062 | MVP50,2" 2-STEP SOL,SOV,2-1/2" BW CONN | 4942
MVP50-2-E/5051 | MVP50,2" SOL,HEV,EXT NECK,SS TRIM,2" SW CONN | 4252
MVP50-2-H/5051 | MVP50, 2" SOLENOID, HEV, HDWL, 2" SW CONN | 4098
MVP50-2-NO/5051 | MVP50,2" SOLENOID,HEV,NO,2" SW CONN | 4188
MVP50-2/5051 | MVP50, 2" SOLENOID, HEV, 2" SW CONN | 3975
MVP50-2/5051E | MVP50,2" SOL,HEV,2" SW CONN,CAT II,MOD H,EF101 | 3975
MVP50-2/5062 | MVP50, 2" SOLENOID, HEV, 2-1/2" BW CONN | 4626
MVP50-2SD-H/5051 | MVP50,2" 2-STEP SOLENOID,HDWL,HEV,2" SW CONN | 4712
MVP50-2SD-Z/5062 | MVP50,2" 2-STEP SOLENOID,HEV,2-1/2" BW CONN,PLT | 5631
MVP50-2SD/5051 | MVP50,2" 2-STEP SOLENOID,HEV,2" SW CONN | 4589
MVP50-2SD/5051E | MVP50,2" 2-STEP SOL,HEV,2" SW,CAT II,MOD H,EF101 | 4589
MVP50-2SD/5062 | MVP50,2" 2-STEP SOLENOID,HEV,2-1/2" BW CONN | 5240
MVP50-2SD/5062E | MVP50,2" 2-STEP SOL,HEV,2-1/2 BW CATII,MODH,EF101 | 5240
MVP50-3-H/5051 | MVP50,2" SOL,SCKHEV,HDWL,2" SW CONN | 4702
MVP50-3/5051 | MVP50, 2" SOL, SCKHEV, 2" SW CONN | 4579
MVP50-3/5052 | MVP50, 2" SOL, SCKHEV, 2" BW CONN | 4579
MVP50-3/5062 | MVP50, 2" SOL, SCKHEV, 2-1/2" BW CONN | 5226
MVP50-3SD/5051 | MVP50,2" TWO-STEP SOL,SCKHEV,2" SW CONN | 5193
MVP50-3SD/5062 | MVP50,2" TWO-STEP SOL,SCKHEV,2-1/2" BW CONN | 5840
MVP50-4-H/5051 | MVP50,2"SOL.SCK.HDWL,2"SW CONN | 4622
MVP50-4-Z/5062 | MVP50,2" SOL,SCK,2-1/2" BW CONN,PLATED | 5321
MVP50-4/5051 | MVP50, 2" SOL, SCK, 2" SW CONN | 4499
MVP50-4/5062 | MVP50, 2" SOL, SCK, 2-1/2" BW CONN | 4930
MVP50-4A/5151 | MVP50, 2" REG RG. A, SCK, 2" SW CONN | 4529
MVP50-4A/5162 | MVP50, 2" REG RG. A, SCK, 2-1/2" BW CONN | 4959
MVP50-4ABK/5151 | MVP50, 2" HA4ABK, SCK, 2" SW CONN | 4983
MVP50-4AD/5151 | MVP50,2" DUAL REG RG.A, SCK,2" SW CONN | 5296
MVP50-4ADK-H/5162 | MVP50,2" DUAL HA4AK RG A/A,SCK,HW,2-1/2" BW CONN | 5809
MVP50-4AK-Z/5151 | MVP50,2" HA4AK RG.A,SCK,2" SW CONN,PLT | 5003
MVP50-4AK/5151 | MVP50, 2" HA4AK RG.A, SCK, 2" SW CONN | 4612
MVP50-4AK/5162 | MVP50, 2" HA4AK RG A, SCK, 2-1/2" BW CONN | 5042
MVP50-4AOS/5351 | MVP50,2" OUTLET PRES REG RG.B,ELEC,SCK,2" SW CONN | 5286
MVP50-4AS-Z/5162 | MVP50,2" REG ELEC SO,RG.A,SCK,2-1/2" BW CONN,PLTD | 5721
MVP50-4AS/5151 | MVP50,2" REG ELEC SO,RG.A,SCK,2" SW CONN | 4900
MVP50-4AS/5151E | MVP50,2" ELEC SO,RG.A,SCK,2" SW,CATII,MOD.H,EF101 | 4900
MVP50-4SD/5051 | MVP50,2" 2-STEP SOLENOID,SCK,2" SW CONN | 5113
MVP50-5/5051 | MVP50,2" SOL,CHECK,2" SW CONN | 3870
MVP50-5AK/5151 | MVP50,2" HA4AK,RG.A,CHECK,2" SW CONN | 4032
MVP50-6/5051 | MVP50, 2" SOL, BLANK, 2" SW CONN | 3267
MVP50-6/5062 | MVP50, 2" SOL, BLANK, 2-1/2" BW CONN | 3483
MVP50-7MCR-H/5051 | MVP50,2"SOLENOID,MCR,HW,2" SW CONN | 9178
MVP50-7MCR/5051 | MVP50,2"SOLENOID,MCV,2"SW CONN | 9055
MVP50-7MCV-H/5062 | MVP50,2"SOLENOID,MCV,HW,2-1/2"BW CONN | 9829
PVA/1 | DUAL PILOT SOL VALVE ASSM FOR HS9B,1/2"SW FLGS. | 632
PVAZ/1 | DUAL PLT SOL.VLV.ASSM FOR HS9B,1/2"SW,"PLATED" | 638
RDA1/150 | RUP DISC ASSEM,1/2"MPT, W/TWO 1/8" CONN,SET@150PSI | 583
RDA1/250 | RUP DISC ASSEM,1/2"MPT, W/TWO 1/8" CONN,SET@250PSI | 583
RDA1/300 | RUP DISC ASSEM,1/2"MPT, W/TWO 1/8" CONN,SET@300PSI | 583
RDA1/350 | RUPTURE DISC ASSY,1/2"MPT,W/2 1/8" CONN,SET@350PSI | 583
RDA1/400 | RUPTURE DISC ASSM 1/2"MPT W/(2)1/8"CONN.SET@400# | 583
RDA2/150 | RUP DISC ASSEM,3/4"MPT, W/TWO 1/8" CONN,SET@150PSI | 751
RDA2/250 | RUP DISC ASSEM,3/4"MPT, W/TWO 1/8" CONN,SET@250PSI | 751
RDA2/300 | RUP DISC ASSEM 3/4"MPT, W/TWO 1/8" CONN,SET@300PSI | 751
RDA2/350 | RUP DISC ASSY 3/4"MPT,W/TWO 1/8" CONN SET@350PSI | 751
RDA2/400 | RUP DISC ASSY 3/4"MPT,W/TWO 1/8" CONN SET@400PSI | 751
RDA4A/150 | RUPTURE DISC ASSY,1"MPTxFPT,1/8"CONN.SET@150 PSI | 852
RDA4A/250 | RUPTURE DISC ASSY,1"MPTxFPT,1/8"CONN.SET@250 PSI | 852
RDA4A/300 | RUPTURE DISC ASSY,1"MPTxFPT,1/8"CONN.SET@300 PSI | 852
RDA4A/350 | RUPTURE DISC ASSY,1"MPTxFPT,1/8"CONN.SET@350 PSI | 852
RDA4A/400 | RUPTURE DISC ASSY,1"MPTxFPT,1/8"CONN.SET@400 PSI | 852
RDA5A/150 | RUPT DISC ASSY,1-1/4"MPTxFPT,1/8"CONN,SET@150 PSI | 982
RDA5A/250 | RUPT DISC ASSY,1-1/4" MPTxFPT,1/8"CONN.,SET@250PSI | 982
RDA5A/300 | RUPT DISC ASSY,1-1/4" MPTxFPT,1/8"CONN.,SET@300PSI | 982
RDA5A/350 | RUPT DISC ASSY,1-1/4" MPTxFPT,1/8"CONN,SET@350PSI | 982
RDA5A/400 | RUPT DISC ASSY,1-1/4" MPTxFPT,1/8"CONN,SET@400PSI | 982
RS150C | 1-1/2"REFRIG EXP REG. GLOBE,SW,SC | 508
RS150CE | 1-1/2" HAND EXP VALVE,SW,SC,CE-CATII,MOD.H EF107 | 508
RS150CS | 1-1/2" REFRG EXP REG GLB SW SC S/S PACKING NUT | 564
RS150H | 1-1/2" NH3 EXP REG. GLOBE, SW, BAR HANDLE | 508
RS150HE | 1-1/2"NH3 EXP REG GLB,SW,HW,CE-CATII,MODH,EF107 | 508
RS150HS | 1-1/2" GLB. HD.EXP VLV,SW,HW, W/ S/S PACKING NUT | 564
RS200C | 2"REFRIG.EXP.REGULATOR GLOBE,SOCKET WELD,SC | 575
RS200CE | 2" NH3,EXP REG.GLOBE,SW,SC,CE-CATII,MODH,EF107 | 575
RS200CS | 2" REFRG EXP. REG. GLOBE, SW,SC, S/S PACK NUT | 631
RS200H | 2" NH3 EXP REGULATOR GLOBE, SW, BAR HANDLE | 575
RS200HE | 2"NH3 EXP REG GLOBE,SW,HW CE-CATII,MODH,EF107 | 575
RS200HS | 2" GLOBE H.E.V , SW,HW, W/ S/S PACKING NUT | 631
RSB051C | 1/2" EXP. REG. GLOBE,BLTD. BON,SW,SC,T-STYLE | 202
RSB051CS | 1/2" EXP REG GLB,BLT BNT, SW SC S/S PACK NUT | 253
RSB051H | 1/2"EXP.REG.GLOBE,BLTD.BON,SW,HW,T-STYLE | 202
RSB051HS | 1/2" HEX SW GLB BB S/S TRIM SW,HW,T-STYLE | 253
RSB076C | 3/4" EXP.REG.GLOBE, BLTD. BONNET, SW, SC, T-STYLE | 227
RSB076CS | 3/4" H.E.V GLOBE BLT BNT SW,SC S/S PACKING NUT | 278
RSB076H | 3/4" EXP.REG.GLOBE, BLTD BON, SW,T-STYLE, BAR HNDL | 227
RSB076HS | 3/4" HAND EXP VLV.,GLB.SW,T-STYL,HW, S/S PACK NUT | 278
RSB101C | SHUTOFF VLV,T-STY EXPANSION GLOBE SC,1" SW,4-BLT | 265
RSB101CS | 1"HAND EXP.GLB. BLT.BNT.T-STYLE,SW,W/S/SPACK NUT | 316
RSB101H | 1" EXP REG, GLOBE, T-STY ,BLT BNT, SW, BAR HANDLE | 265
RSB101HS | 1"HAND EXP GLB.VLV.T-STYLE,SW,HW.W/S/S PACKING NUT | 316
RSB126C | 1-1/4"EXPANSN VLV,T-STY GLOBE SC 1-1/4" SW,4-BLT | 332
RSB126CE | 1-1/4"H.E.V. GLOBE,SW,SC CE-CAT I MOD A,EF106 | 332
RSB126CS | 1-1/4" EXP VLV GLOBE,SW,SC W/ S/S PACKING NUT | 383
RSB126H | 1-1/4" VLV, T-STY EXP GLOBE SW, 4-BLT, BAR HANDLE | 332
RSB126HE | 1-1/4" EXP VALVE,GLB,SW,HW,CE-CAT I,MOD A. EF106 | 332
RSB126HS | 1-1/4"HAND EXP VLV,GLB.SW,T-STYL,HW S/S PACK NUT | 383
RSBZ051C | 1/2" EXP REG.GLB.,T-STYLE,BLT.BNT.,SW,SC, PLTD. | 225
RSBZ051CS | 1/2"EXP REG.GLB T-STYLE, W/ S/S PACKING, PLATED | 276
RSBZ051H | 1/2" EXP.REG, GLB, T-STYLE, SW, BAR HNDL, PLTD | 225
RSBZ076C | 3/4" HEV REG.GLB,BLT.BONNET,SW,SC,T-STYLE,PLTD. | 251
RSBZ076CS | 3/4" HEV GLB BLT BNT SW SC W/ SS PACK NUT,PLATED | 302
RSBZ076H | 3/4" HD EXP REG, GLB, SW,T-STYLE, BAR HNDL, PLTD | 251
RSBZ076HS | 3/4" EXP VALVE.GLB.SW,HW,W/ S/S PACK NUT, PLATED | 302
RSBZ101C | 1" HAND EXP. VALVE,GLB,SE,T-STYLE,SC,PLTD. | 291
RSBZ101CS | 1" HAND EXP.GLB. T-STYLE,W/S/S/ PACK NUT, PLATED | 342
RSBZ101H | 1" HAND EXP VLV. GLB, SW, T-STYLE, BAR HNDL, PLTD | 291
RSBZ126C | 1-1/4"HAND EXP. VALVE,GLB,SW,SC,T-STYLE.PLTD. | 359
RSBZ126CS | 1-1/4" EXP VLV,GLB,SW,SC,T-STYLE S/S PACK,PLTD | 410
RSBZ126H | 1-1/4" HAND EXP VLV, GLB, T-STY, SW, BAR HNDL, PLT | 359
RSBZ126HS | 1-1/4""EXP VALVE,GLB.SW.HW.W/ S/S PACK NUT, PLATED | 410
RSE051C | 1/2" EXP VLV,GLB. EXT.NCK,BLT.BNT,T-STYLE,SW,SC | 288
RSE051H | 1/2" H.E.V, GLB. EXT. NECK, T-STY, SW, BAR HANDLE | 288
RSE076C | 3/4" EXP VLV,GLB.EXT.NECK,BLT.BNT,T-STYLE,SW,SC | 331
RSE076H | 3/4" EXP VLV,GLB.EXT.NECK,BLT.BNT,T-STYLE,SW,HW | 331
RSE101C | 1" EXP VALVE,GLB.EXT.NECK,BLT.BONNET,T-STYLE,SW,SC | 392
RSE101H | 1" EXP VLV, GLB, EXT.NECK, T-STYLE, SW, BAR HANDLE | 392
RSE126C | 1-1/4" HEV, GLB.EXT.NECK,BLT.BNT,T-STYLE,SW,SC | 484
RSE126H | 1-1/4"EXP VALVE,GLB.EXT.NCK,BLT. BNT,T-STYL,SW,HW | 484
RSE150C | 1-1/2"EXP.VALVE,GLB,SW,EXTENDED NECK,SC | 665
RSE150H | 1-1/2"EXP.VALVE,GLB,SW, EXTENDED NECK, HW | 665
RSE200C | 2"EXP. VALVE,GLB,SW,EXTENDED NECK,SC | 733
RSE200H | 2"EXP. VALVE,GLB,SW,EXTENDED NECK,HW | 733
RSEZ076C | 3/4" EXP REG GLB, EXT NECK, SW, SC, ZINC PLATED | 356
RSEZ076H | 3/4" EXP REG.,GLB.EXT NECK,SW,HW,PLATED | 356
RSEZ101C | 1" EXPANSION REG GLB, EXTENDED NECK, SC, SW PLATED | 419
RSEZ101H | 1" EXP REG GLB EXT NECK,HW,SW, PLATED | 419
RSEZ126H | 1-1/4"EXP REG. GLB.EXT NECK,T-STYLE,SW.HW. PLATED | 510
RSEZ150H | 1-1/2"EXP REG,GLOBE,EXT NECK,HW,SW,PLATED | 744
RSEZ200C | 2" EXP VLV. GLB EXT NECK, SC, SW, PLT | 818
RSEZ200H | 2" EXP REG. GLB EXT NECK HW SW PLATED | 818
RSZ150C | 1-1/2" REFRIG EXP REG. GLOBE,SW,SC,PLT | 582
RSZ150CS | 1-1/2"REFRIG EXP REG GLOBE,SW,SC,SS TRIM,PLT | 638
RSZ150H | 1-1/2" NH3 EXP. REG. GLOBE, SW, BAR HNDL, PLTD | 582
RSZ200C | 2" REFRIG. EXP. REG. PLATED GLOBE, SOCKET WELD, SC | 657
RSZ200CS | 2" HAND EXP VALVE, GLB.W/S/S PACKING NUT,PLATED | 713
RSZ200H | 2" NH3 EXP. REG, GLOBE, SW, BAR HNDL, PLTD | 657
RT038C | 3/8" REFRIG.EXP REG. GLOBE,THREADED,SC | 167
RT038H | 3/8" NH3 EXP REG, GLB, THREADED, BAR HANDLE | 167
RT051C | 1/2" REFRIG EXP REG.GLOBE, THREADED,SC | 173
RT051H | 1/2" NH3 EXP REG, GLB, THREADED, BAR HANDLE | 173
RT076C | 3/4"REFRIG.EXP.REG. GLOBE,THREADED,SC | 194
RT076H | 3/4" NH3 EXP REG, GLB, THREADED, BAR HANDLE | 194
RTB051C | VALVE, T-STYLE EXPANSION GLOBE SC 1/2" THD, 4-BOLT | 198
RTB051H | VALVE, T-STYLE EXPANSION GLOBE HW 1/2" THD, 4-BOLT | 198
RTB051HS | 1/2" EXP VLV,T-STYLE,HW,GLB. W/ /S/S PACKING NUT | 249
RTB076C | VALVE, T-STYLE EXPANSION GLOBE SC 3/4" THD, 4-BOLT | 223
RTB076CS | 3/4" EXP GLB VLV T-STYLE, THD, SC, W S/S PACK NUT | 274
RTB076H | 3/4" EXP VALVE,THD,T-STYLE EXP GLB,4-BOLT,BAR HNDL | 223
RTB076HS | 3/4" EXP GLB VLV, T-STYLE,THD,HW, W/ S/S PACK NUT | 274
RTB101C | VALVE, T-STYLE EXPANSION GLOBE SC 1" THD, 4-BOLT | 262
RTB101H | EXP VLV,1" THD,T-STYLE GLB,4-BOLT,BAR HNDLE | 262
RTB126C | 1-1/4"EXP VALVE,GLOBE,THD,T-STY HW, 4-BOLT | 332
RTB126H | 1-1/4" EXP VLV,THD,T-STY,GLB,4-BLT,BAR HNDL | 332
RTBZ076H | 3/4" THD,T-STYLE EXP GLB, BAR HNDL, PLT | 248
RTE051C | 1/2" H.E.V GLB.EXT.NECK,BLT BNT,T-STYLE,THD,SC | 286
RTE051H | 1/2" EXP VLV,GLB.EXT.NCK,BLT.BNT,T-STYLE,THD,HW | 286
RTE076C | 3/4" EXP VLV,GLB.EXT.NCK,BLT.BNT,T-STYLE,THD.SC | 330
RTE076H | 3/4" EXP VALVE, GLB.EXT.NCK,BLT.BNT,T-STYLE,THD,HW | 330
RTE101C | 1" EXP VLV,GLB,EXT.NECK, BLT.BNT,T-STYLE,THD,SC | 390
RTE101H | 1" EXP VLV,GLB. EXT.NECK,BLT.BNT,T-STYLE,THD.HW | 390
RTE126C | 1-1/4"HEV GLB.EXT.NCK,BLT.BNT,T-STYL,THD,SC | 484
RTE126H | 1-1/4" HEV,GLB,EXT.NCK,BLT.BNT T-STYL,THD.HW | 484
RTEZ076H | 3/4" GLB EXP VALVE,EXT.NECK, T-STYLE,HW, PLATED | 354
RTZ038C | 3/8"NH3 EXPANSN REG GLOBE,THREADED,SC,PLATED | 189
RTZ038H | 3/4" NH3 EXP REG, GLB, THREADED, BAR HNDL, PLTD | 189
RTZ051C | 1/2"NH3 EXPANSN REG GLOBE,THEADED,SC,PLATED | 197
RTZ051H | 1/2" NH3 EXP REG GLB,THREADED, BAR HNDL, PLTD | 197
RTZ076C | 3/4"NH3 EXPANSN REG GLOBE,THREADED,SC,PLATED | 216
RTZ076H | 3/4" NH3 EXP REG GLB,THREADED, BAR HNDL, PLTD | 216
RVS076K | 3/4"(20MM)REFRIG.SHUTOFF VLV, GLOBE SW,W/WRD SC | 301
RVS100K | REFRIG. SHUT-OFF VALVE, GLOBE SOCKET WELD, W/WIRED | 312
RVS125K | REFRIG. SHUT-OFF VALVE GLOBE SOCKET WELD, W/WIRED | 399
RW150C | EXP VALVE, GLOBE SC BW 1-1/2" | 572
RW150CE | 1-1/2" NH3 EXP REG.GLB,BW,SC CE-CATII,MODH,EF107 | 572
RW150H | VALVE, GLOBE EXP HW WLD 1-1/2" | 572
RW150HE | 1-1/2" NH3 EXP REG.GLB,BW,HW CE-CATII,MODH,EF107 | 572
RW201C | 2"REFRIG.EXP REGULATOR GLOBE, WELD, SEAL CAP | 597
RW201CE | 2" NH3 EXP REG. GLB.BW,SC CE-CATII, MOD H EF107 | 597
RW201H | 2" AMMONIA EXPANSION REGULATOR GLOBE, WELDED,HW | 597
RW201HE | 2" NH3,EXP REG,GLOBE,BW,HW,CE CATII,MODH,EF107 | 597
RW251C | 2-1/2"REFRIG EXPANSI0N REG.GLOBE,BW,SEAL CAP | 924
RW251CE | 2-1/2"NH3 EXP REG. GLB BW,SC CE-CATII,MODH EF107 | 924
RW251H | 2-1/2" NH3,HAND EXP REG,GLB,BW,BAR HANDLE | 924
RW251HE | 2-1/2" NH3 EXP REG. GLB BW,HW CE-CATII,MODH EF107 | 924
RW251HS | 2-1/2"NH3,EXP.REG.GLOBE,BW,HW,W/ S/S PACKING NUT | 995
RW252CE | 65mm NH3 EXP REG.GLB.BW,SC CE-CATII,MODH,EF107 | 924
RW252HE | 65mm NH3 EXP REG,GLB.,BW,HW,CE-CATII,MODH,EF107 | 924
RW301C | 3"REFRIG.EXP REGULATOR GLOBE,WELDED,SC | 1248
RW301CE | 3" NH3 EXP REG GLOBE BW,SC,CE-CATII, MOD H EF107 | 1248
RW301H | 3" AMMONIA EXPANSION REGULATOR GLOBE,BW,HW | 1248
RW301HS | 3"AMMONIA EXP REG.GLB.HW.S/S/ PACKING NUT | 1319
RW402C | 4" AMMONIA EXP REGULATOR GLOBE, WELDED,SEALCAP | 1612
RW402CE | 4" HAND EXP VLV,GLOBE SC,BW,CE-CAT II,MOD.H,EF107 | 1612
RW402H | 4" NH3 EXP REG GLB, WELDED, BAR HANDLE | 1612
RW402HE | 4" HEX GLOBE BH CE-CAT II,MOD.H,EF107 | 1612
RW402HS | 4" NH3 EXP REGULATOR GLB,BW,HDWL,SS TRIM | 1683
RWB051C | VALVE, T-STY EXPANSION GLOBE SC 1/2" BW, 4-BLT | 219
RWB051CS | 1/2" EXP VALVE GLB,SC BW W/ S/S PACKING NUT | 270
RWB051H | VALVE, T-STY EXPANSION GLOBE HW 1/2" BW, 4-BLT | 219
RWB076C | VALVE, T-STY EXPANSION GLOBE SC 3/4" BW, 4-BLT | 238
RWB076H | 3/4" BW VLV, T-STY, EXP GLB, 4-BLT, BAR HANDLE | 238
RWB101C | VALVE, T-STY EXPANSION GLOBE SC 1" BW, 4-BLT | 284
RWB101H | 1" BW VLV, T-STY EXP GLB, 4-BLT, BAR HANDLE | 284
RWB126C | 1-1/4" HAND EXP VLV,T-STY GLOBE,SC,BW,4-BLT | 365
RWB126CE | 1-1/4" NH3 EXP GLOBE BW, SC, CE-CATI, MOD.A, EF106 | 365
RWB126H | 1-1/4" HAND EXP VLV,T-STY GLOBE,HW,BW 4-BLT | 365
RWBZ076C | 3/4" T-STYLE HEV GLB SC BW, 4-BL, PLT | 261
RWBZ101C | 1" HEV GLOBE T-STYLE 4-BOLT, BW,SC, PLATED | 310
RWE076H | 3/4" HEV, GLOBE BW EXT NECK, HW | 350
RWE126C | 1 1/4" EXP VLV,GLOBE, EXT NECK, T-STYLE SC | 516
RWE126H | 1-1/4" H.E.V GLOBE, BW, EXT NCK, HW | 516
RWE150C | EXP VALVE,1-1/2" GLOBE,EXT NECK,SC BW | 732
RWE150H | 1-1/2" EXP VALVE,GLB.,EXT BONNET,T-STYLE,BW,HW | 732
RWE200C | 2" EXP VALVE GLOBE, BW, EXT NECK, SC | 752
RWE200CE | 2" EXP VLV GLB,BW,EXT NECK,SC,CATII,MOD.H,EF107 | 752
RWE200H | 2" EXP VALVE, GLOBE, BW, EXT NECK, HW | 752
RWE251C | 2-1/2" EXP VALVE,GLB.EXT BONNET, T-STYLE,BW,SC | 1130
RWE251H | 2-1/2"EXP VALVEW,GLB. EXT BONNET, T-STYLE,BW,HW | 1130
RWE301C | 3" EXP VALVE,GLB.EXT BONNET,T-STYLE,BW,SC | 1466
RWE301H | 3" EXP VALVE,GLB. EXT.BONNET, T-STYLE,BW,HW | 1466
RWE400C | 4" EXP VALVE,GLB.EXT.BONNET, T-STYLE,BW,SC | 1911
RWE400H | 4" EXP VALVE,GLB.EXT BONNET,T-STYLE,BW,HW | 1911
RWZ251C | 2-1/2"REFRIG.EXP.REG.PLATED, GLOBE, WELD,SEAL CAP | 1069
RWZ251CE | 2-1/2"EXP GLB BW,SC,PLATED,CE-CATII,MODH EF107 | 1069
RWZ251CS | 2-1/2" REF.EXP.REG. PLATED,GLB.SC. W/S/S PACKING | 1140
RWZ251H | 2-1/2" NH3 EXP REG, GLOBE, WELD, BAR HNDL, PLTD | 1069
RWZ301C | 3"REFRIG.EXP.REG.PLATED, GLOBE,WELD,SEAL CAP | 1397
RWZ301H | 3"AMMONIA EXP.REG.PLATED, GLOBE,WELD,HANDWHEEL | 1397
RWZ402C | 4"REFRIG.EXP.REG.PLATED, GLOBE,WELD,SEAL CAP | 1793
RWZ402H | 4"AMMONIA EXP.REG.PLATED, GLOBE,WELD,HANDWHEEL | 1793
ST050 | 1/2"REFRIGRNT STRAINER CLOSE-COUPLED 100 MESH | 108
ST050D | REFRIG STR.W/DRAIN PLUG,CLOSE-COUPLED 100 MESH | 134
ST050Z | 1/2"REFRIG STRAINER CLOSE-COUPLD 100 MESH,GRN PNT | 124
ST100 | REFRIGERANT STRAINER CLOSE-COUPLED 60 MESH | 263
ST100/100 | ST100 REFRIG STRN,HEAVY DUTY, 100 MESH SCRN | 406
ST100HD | ST100 REFRIG. STRN, HEAVY DUTY, 60 MESH SCRN | 322
ST100HDZ | ST100 REFRIG STRN HVY DTY,60 MESH STRN,PLT | 375
ST100Z | 1"(25MM)REFG. STRAINER CLOSE-COUPLED 60 MESH PLATE | 316
ST200 | 2" REFRIGERANT STRAINER CLOSE COUPLED,60 MESH | 575
ST200/100 | 2" REFRIGERANT STRAINER CLOSE COUPLED, 100 MESH | 822
ST200/100E | 2" REF STR CLS CPLE,100 MESH,CE-CATII,MOD.H,EF101 | 822
ST200E | 2"(50MM)REFRIG STR CE-CAT.II,MOD.H,EF101 | 575
ST200Z | 2"(50MM)REF STRAINER CLOSE-COUPLED 60 MESH PLATED | 728
ST200Z/100 | 2" REFRIG STRAINER CLOSED-COUPLED,100MESH,PLTD | 975
ST250 | 2-1/2" REFRIGERANT STRAINER CLOSE-COUPLED,60 MESH | 798
ST250/100 | 2-1/2" REFRIG. STRAINER CLOSE-COUPLED, 100 MESH | 1175
ST250E | 2-1/2"(65MM)REFRIG.STRAINER CE-CAT.II,MOD.H,EF 101 | 798
ST250Z | 2-1/2"(65mm)REFRIG.STR. CLOSE-CPLD 60MESH,PLATED | 1043
ST300 | 3" REFRIGERANT STRAINER CLOSE-COUPLED,60 MESH | 964
ST300E | 3"REFRIGERANT STRAINER CE-CAT.II,MOD.H.EF 101 | 964
ST300Z | 3"(80MM)REF STRAINER CLOSE-COUPLED 60 MESH PLATED | 1250
ST400 | 4" REFRIGERANT STRAINER CLOSE-COUPLED 60 MESH | 1903
ST400E | 4"REFRIGERANT STRAINER CE.CAT.II,MOD.H,EF 101 | 1903
ST400Z | 4"(100MM)REFRIG STR CLOSE-COUPLED 60 MESH"PLATED | 2360
STW100/0004 | 3/4"REFRIG STRN C/C 60mesh WELDIN-LINE 3/4"SW X BW | 560
STW100/0024 | REFRIG STRN,60 MESH,WELD IN-LINE,1" SW X BW | 560
STW100/0034 | REFRG STRN 60mesh,WELD IN-LINE 1-1/4"" SW X BW | 560
STW100/100/0004 | REFRIG STRNR,100 MESH,WELD-IN-LINE,3/4 SW/BW CON | 703
STW100/100/0024 | 1"REFRIG STRN,100 MESH,WELD IN-LINE,1" SW X BW | 703
STW200/0044 | 2"(50mm)STRN 60MESH WELD IN-LINE 1-1/2" SW/BW CON | 1039
STW200/0054 | 2"(50mm)STRN 60MESH WELD IN-LINE 2" SW X BW | 1039
STW200/100/0044 | REFRIG STRN 100 MESH WELD-IN-LINE 1-1/2" SW X BW | 1289
STW200/100/0054 | REFRG STRN 100 MESH WELD-IN-LINE 2" SW X BW CONN | 1289
STW200Z/0054 | 2"(50mm)STRN 60MESH WELD-IN-LINE,2" SW X BW,PLTD | 1223
STW250/0061 | 2-1/2" STRAINER WELD IN LINE2-1/2" SW CONN | 1502
STW250Z/0061 | 2-1/2" STRAINER WELD-IN-LINE, 2-1/2" SW,PLTD | 1794
STW300/0072 | 3"(80mm)STRN 60MESH WELD IN-LINE 3" BW CONN. | 1835
STW300Z/0072 | 3"(80mm)STRN 60MESH WELD-IN-LINE 3" BW CONN,PLTD | 2180
STW400/0082 | REFRIG STRAINER 4" WELD IN LINE BW CONN | 2971
STW400/0082E | STRAINER 4"WELD-IN-LINE BW CONN,CATII,MOD A,EF101 | 2971
STW400Z/0082 | 4"(100MM)REFR STRNR WELD-IN 4" BW CONN,PLT | 3536
STW500 | 5" REFRIGERANT STRAINER,BUTT WELD END | 3864
STW600 | 6" REFRIGERANT STRAINER BUTT WELD,60 MESH | 6726
STW600E | 6"REFRIG STRNR,BW,60 MESH,CE-CATIII,MODH,EF102 | 6726
STWZ500 | 5"(125")REFRIG.STRAINER,PLATED | 4952
UK050 | #050 FLANGE UNION KIT | 56
UK050Z | #050 FLANGE UNION KIT, PLATED | 65
UK100 | #100 FLANGE UNION KIT | 70
UK100Z | #100 FLANGE UNION KIT, PLATED | 84
UK200 | #200 FLANGE UNION KIT | 158
UK200Z | #200 FLANGE UNION KIT, PLATED | 185
UK250 | #250 FLANGE UNION KIT | 182
UK250Z | #250 FLANGE UNION KIT, PLATED | 223
UK300 | #300 FLANGE UNION KIT | 204
UK300Z | #300 FLANGE UNION KIT, PLATED | 259
UK400 | #400 FLANGE UNION KIT | 266
VS150C | 1-1/2" ANGLE HEV, SW, SEAL CAP | 508
VS150CE | 1-1/2" ANGLE HEV,SW,SEAL CAP,CATII,MODH,EF107 | 508
VS150H | 1-1/2" NH3 EXP REG. ANGLE, SW, BAR HANDLE | 508
VS150HS | 1-1/2" ANGLE H.E.V. SW,HW.,SS PACKING NUT | 564
VS200C | 2"(50MM)REFRIG.EXP.REG. ANGLE,SOCKET WELD,SC | 575
VS200CE | 2"(50MM)NH3 EXP.ANG,SW,SC,CE-CATII,MODH,EF107 | 575
VS200H | 2" (50MM) NH3 EXP REG, ANGLE, SW, BAR HANDLE | 575
VS200HS | 2" ANG.EXP VLV.,SW,HW,W/ S/S PACKING NUT | 631
VSB050C | 1/2"EXP.REG.ANGLE,,BOLTED BONNET,SW,SC | 202
VSB050CS | 1/2" EXP REG ANGLE,BOLTED BONNET,SW,SC & S/S TRIM | 253
VSB050H | 1/2" EXP REG, ANGLE, BLTD BONNET, SW, BAR HANDLE | 202
VSB075C | 3/4" EXP. REG. ANGLE, BOLTED BONNET, SW, SC | 227
VSB075CS | 3/4" EXP REG ANGLE,BLT BNT SW SC W/ S/S PACK NUT | 278
VSB075H | 3/4" EXP REG, ANGLE, BOLT BONNET, SW, BAR HANDLE | 227
VSB075HS | 3/4" ANG,EXP VLV,SW,BLT.BNT,BAR HNDL,W/SS PACK NUT | 278
VSB100C | 1"EXPANSION REG.ANGLE BOLTED BONNET,SW,SC | 265
VSB100CS | 1" EXP.REG.ANGLE BLT BNT,SW,SC, W/ S/S PACK NUT | 316
VSB100H | 1" EXP REG, ANGLE, BLT BONNET, SW, BAR HANDLE | 265
VSB100HS | 1"EXP VLV,ANG.SW BOLT BNT. HW W/S/S PACKING NUT | 316
VSB125C | 1-1/4"EXPANSN REG.ANGLE BOLT BONNT,SW,SC | 332
VSB125CE | 1-1/4" HEV,ANG,SW,SC,BLT BNT,CE-CAT I,MODA,EF106 | 332
VSB125CS | 1-1/4" EXP.REG. ANGLE BLT BNT,SW,SC,S/S PACK NUT | 383
VSB125H | 1-1/4" EXP REG, ANGLE, BOLT BONN, SW, BAR HANDLE | 332
VSB125HE | 1-1/4" HEV,ANG,SW,HW,BLT BNT,CE-CAT I,MOD A,EF106 | 332
VSBZ050C | 1/2"EXP VLV,ANGLE,BOLT BONNT,SW,SC,PLT | 225
VSBZ050CS | 1/2"HEV ANGLE,BLT.BNT,SW,SC,W/ S/S PACK,PLT | 276
VSBZ050H | 1/2" EXP VLV, ANGLE, BLT BONNET, SW, BAR HNDL, PLT | 225
VSBZ075C | 3/4"EXP.REG.ANGLE,PLATD,BOLT BONNT,SW,SC | 251
VSBZ075CS | 3/4"HEV ANG,BLT.BNT.SW,SC,W/ S/S PACK NUT, PLTD | 302
VSBZ075H | 3/4"EXP.REG.ANGLE, BOLT BONNET, SW, BAR HNDL, PLTD | 251
VSBZ075HS | 3/4" EXP REG.ANG.SW.HW. W/ S/S PACK NUT, PLATED | 302
VSBZ100C | 1"EXP.REG.ANGLE,PLATED ,BOLTED NECK,SW,SC | 291
VSBZ100CS | 1" EXP ANG. BOLTED,NECK,SW,SC W/ S/S PACK PLTD | 342
VSBZ100H | 1" EXP REG, ANGLE, BLT BONNET, SW, BAR HNDL, PLTD | 291
VSBZ100HS | 1" EXP VALVE,ANG,SW,HW,W/ S/S PACK NUT,PLATED | 342
VSBZ125C | 1-1/4"EXP.REG.ANGLE,PLTD, ,BLT BONNET,SW,S | 359
VSBZ125H | 1-1/4" EXP. REG. ANGL, BLT BNT, SW, BAR HNDL, PLTD | 359
VSBZ125HS | 1-1/4" EXP VLV. ANG.SW,HW,W/ S/S PACK NUT, PLATED | 410
VSE050C | 1/2"EXP. VALVE,ANG,SW,EXTENDED NECK,SC | 288
VSE050H | 1/2" EXP VLV,ANG,SW,EXTENDED NECK,BAR HNDL | 288
VSE075C | 3/4" EXP. VALVE,ANG,SW,EXTENDED NECK,SC | 331
VSE075H | 3/4" EXP VLV, ANG, EXT. BONNET, SW, BAR HANDLE | 331
VSE100C | 1"EXP.VALVE,ANG,SW,EXTENDED NECK,SC | 392
VSE100H | 1"EXP.VALVE,ANG,SW,EXTENDED NECK,HW | 392
VSE125C | 1-1/4"EXP. VALVE,ANG,SW,EXTENDED NECK,SC | 484
VSE125H | 1-1/4"EXP.VALVE,ANG,SW,EXTENDED NECK, HW | 484
VSE150C | 1-1/2" EXP.VALVE, ANG,SW,EXTENDED NECK,SC | 665
VSE150H | 1-1/2" EXP VALVE,ANG,SW,EXTENDED NECK,HW | 665
VSE200C | 2" EXP.VALVE, ANG,SW,EXTENDED NECK, SC | 733
VSE200H | 2" EXP.VALVE, ANG,SW,EXTENDED NECK,HW | 733
VSEZ125H | 1-1/4"EXP VLV,ANG SW EXT NECK,HW, PLATED | 510
VSZ150C | 1-1/2"REFRIG.EXP.REG. ANGLE,SW,SEAL CAP,PLATED | 565
VSZ150H | 1-1/2" NH3 EXP REG,ANGLE,SW,BAR HNDL,PLT | 565
VSZ200C | 2"REF.EXPANSN REGULATR ANGLE,SW,SC,PLATED | 634
VSZ200CS | 2" REF.EXP.REG.ANG,SW,SC W/ S/S PACK NUT, PLTD | 690
VSZ200H | 2" NH3 EXP REG, ANGLE, SW, BAR HNDL, PLTD | 634
VT038C | 3/8"REFRIG.EXP REG. ANGLE,THREADED,SC | 167
VT038H | 3/8"NH3 EXPANSION REG. ANGLE,THREADED,HANDWHEEL | 167
VT051C | 1/2"REFRIG.EXP. REG. ANGLE,THREADED,SC | 173
VT051H | 1/2"NH3 EXPANSION REG. ANGLE,THREADED,HANDWHEEL | 173
VT076C | 3/4"REFRIG.EXP. REG. ANGLE,THREADED,SC | 194
VT076H | 3/4"NH3 EXPANSION REG. ANGLE,THREADED,HANDWHEEL | 194
VTB050C | 1/2"EXP REG.ANGLE,BLT BONNET,THD.SC | 198
VTB050H | 1/2"EXPANSION REG.ANGLE,BLT BONNET,THD.HW | 198
VTB075C | 3/4"EXPANSION ANGLE,BOLTED BONNET,THD.,SC | 223
VTB075CS | 3/4"EXP ANGLE,BLTD BONNET,THD,SC,SS TRIM | 274
VTB075H | 3/4"EXP REG. ANGLE,BLTD BON,THD,BH | 223
VTB100C | 1"EXP.REG.ANGLE, BOLTED BONNET,THD.,SC | 262
VTB100H | 1"EXPANSION ANGLE,BOLTED BONNET,THD.,HW | 262
VTB125C | 1-1/4"EXP REG.ANGLE,BLTD BONN,THD.SC | 332
VTB125H | 1-1/4"EXP ANGLE,BOLTED BONNET,THD.HW | 332
VTBZ050C | 1/2"EXP.REG.ANG,PLT EXT.NECK,BLT BONNET,SC | 221
VTBZ050H | 1/2" EXP.REG.GLB,PLT,BLT BONNET,HW | 221
VTBZ075C | 3/4"EXP.REG,ANGL,PLATD, EXT.NECK,BOLT BONNT,THD,SC | 248
VTBZ075H | 3/4"EXP.REG.ANGL,PLATD, EXT.NECK,BOLT BONNT,THD,HW | 248
VTBZ100C | 1"EXP.REG,ANGLE,PLTD EXT.NECK,BLT BONNET,THD,SC | 288
VTBZ100H | 1"EXP.REG.,ANGLE,PLATED EXT.NECK,BLT.BONNET,THD,HW | 288
VTBZ125C | 1-1/4"EXP.REG.ANGLE,PLATD, EXT.NECK,BOLT BONNT,THD | 359
VTBZ125H | 1-1/4"EXP.REG.ANGLE,PLATD, EXT.NECK,BOLT BONNT,THD | 359
VTE050C | 1/2" EXP.VALVE,ANGLE,EXT.NECK,BLT.BONNET,THD.SC | 286
VTE050H | 1/2" EXP.VALVE,ANGLE.EXT.NECK,BLT..BONNET,THD.HW | 286
VTE075C | 3/4" EXP.VALVE,ANGLE,EXTNECK,BLT.BONNET,THD,SC | 330
VTE075H | 3/4" EXP VALVE,ANGLE.EXT.NECK,BLT.BONNET,THD,HW | 330
VTE100C | 1"EXP VALVE,ANGLE.EXT.NECK,BLT.BONNET,THD.SC | 390
VTE100H | 1" EXP VALVE,ANGLE,EXT.NECK,BLT.BONNET.THD.HW | 390
VTE125C | 1-1/4" EXP. VALVE, ANGL.EXT.NECK,BLT.BNT,THD,SC | 484
VTE125H | 1-1/4" EXP VALVE, ANGLE,EXT.NECK,BLT.BONNET,THD.HW | 484
VTZ038C | 3/8"NH3 EXPANSION REG. ANGLE,THEADED,SC,"PLATED" | 189
VTZ038H | 3/8"NH3 EXPANSN REG ANGLE,THREADED,HW, PLATED | 189
VTZ051C | 1/2"NH3 EXPANSN REG ANGLE,THREADED,SC,PLATED | 197
VTZ051H | 1/2"NH3 EXPANSN REG ANGLE,THREADED,HW,PLATED | 197
VTZ076C | 3/4"NH3 EXPANSN REG ANGLE,THREADED,SC,PLATED | 216
VTZ076H | 3/4"NH3 EXP.REG. ANGLE,THD,HW,PLATED | 216
VW150C | VALVE, ANGLE EXP SC WLD 1-1/2" | 572
VW150CE | 1-1/2" NH3 EXP ANGLE BW SC CE-CATII.MOD H,EF107 | 572
VW150H | 1-1/2" EXP VALVE, ANGLE, HW, BW | 572
VW201C | 2" REFRIG.EXP REGULATOR ANGLE, WELD, SEAL CAP | 597
VW201CE | 2" NH3 EXP ANGLE,BW,SC,CE-CAT II,MOD H EF107 | 597
VW201H | 2" NH3 EXP REG ANGLE, WELD, HANDWHEEL | 597
VW251C | 2-1/2"REFRIG EXP REG.ANGLE,WELDED,SC | 924
VW251CE | 2-1/2"(65MM)NH3 EXP,ANG,SC,CE-CATII,MOD H,EF107 | 924
VW251H | 2 1/2" NH3 EXP REG, ANGLE, WELD, BAR HANDLE | 924
VW251HS | 2-1/2" AMMONIA EXP REG ANG.WLD,HW W/ S/S PACK NUT | 995
VW252CE | 65mm NH3 EXP REG. ANG BW,SC,CE-CATII MODH,EF107 | 924
VW252HE | 65mm NH3 EXP.REG. ANG,BW,HW,CE-CATII,MODH,EF107 | 924
VW301C | 3" REFRIG EXPANSION REG.ANGLE,BW,SC | 1248
VW301CE | 3"NH3 EXP VLV,ANG. BW,SC,CE-CATII,MODH,EF107 | 1248
VW301CS | 3" REFRIG EXPANSION REG.ANGLE,BW,SC,SS PACK NUT | 1319
VW301H | 3" NH3 EXP REG, ANGLE,BW,BAR HANDLE | 1248
VW301HS | 3"AMMONIA EXP REG.ANG.WLD,HW,W/ S/S PACK NUT | 1319
VW402C | 4"REFRIGERANT EXPANSION REG. ANGLE,WELDED,SEAL CAP | 1612
VW402H | 4"AMMONIA EXPANSION REG. ANGLE,WELDED,HANDWHEEL | 1612
VWB050C | 1/2" HAND EXP VLV,ANG,SC,BW 4-BLT | 219
VWB050H | 1/2" HAND EXP VLV,ANG HW BW 4-BLT | 219
VWB075C | 3/4" HAND EXP VLV,ANG SC BW 4-BLT | 238
VWB075H | 3/4" HAND EXP VLV,ANG HW BW 4-BLT | 238
VWB100C | VLV,ANG EXP SC 1"BW 4BOLT | 284
VWB100H | VLV,ANG EXP HW 1"BW 4BOLT | 284
VWB125C | VLV,ANG EXP SC 1-1/4"BW 4 | 365
VWB125H | VLV,ANG EXP HW 1-1/4"BW 4 | 365
VWE075H | 3/4" HEV, ANGLE, BW EXT. NECK, HW | 350
VWE150H | 1-1/2" EXPAN VLV,ANGLE,EXTENDED NECK,BW,HW,SS NUT | 732
VWE200H | 2" EXPANSION VLV,ANGLE,EXTENDED NECK,BW HW | 752
VWE251C | 2-1/2" EXP VALVE,ANG,EXTENDED NECK,BW.SC | 1130
VWE251H | 2-1/2" EXP VALVE, ANG.EXTENDED NECK ,BW HW | 1130
VWE301C | 3" EXP VALVE, ANGLE EXTENDED NECK, BW SC | 1466
VWE301H | 3" EXP VALVE, ANGLE EXTENDED NECK, BW,HW | 1466
VWE402C | 4" EXP.VALVE, ANGLE,EXTENDED NECK,BW,SC | 1911
VWE402H | 4" EXP VALVE,ANGLE,EXTENDED NECK,BW HW. | 1911
VWZ201C | 2"(50MM)REFRIG.EXP REG. ANGLE,WELD,S/C,PLATED | 655
VWZ251C | 2-1/2"REF.EXPANSN REGULATR ANGLE,WELD,HW,PLATD | 1015
VWZ251H | 2-1/2" NH3 EXP REG ANGLE, WELD, BAR HNDL, PLTD | 1015
VWZ301C | 3"REFRIG.EXPANSION REGULATOR ANGLE,WELD,SC,PLATED | 1345
VWZ301H | 3" NH3 EXP REG ANGLE, SW, BAR HNDL, PLTD | 1345
VWZ402C | 4"REFRIG.EXPANSION REGULATOR ANGLE,WELD,SC,PLATED | 1765
VWZ402H | 4"AMMONIA EXPANSION REGULATOR ANGLE,BW,HW,PLT | 1765

## Technical Equipment
LP0320 LIST PRICE SCHEDULE
LIST PRICES SHOWN ARE FOR REFERENCE ONLY. FINAL PRICING & AVAILABLITY IS PER FACTORY.
(Use appropriate Technical Equipment Multiplier)
Item | Description | Price
31-0031 | 17L CYLINDER 100 PPM AMMONIA --DROP SHIP ITEM-- | 202
31-0032 | 17L CYLINDER 250 PPM AMMONIA | 202
31-0033 | 17L CYLINDER 1000 PPM AMMONIA | 202
31-0034 | 17L CYLINDER 10K PPM AMMONIA | 202
31-0035 | 17L CYLINDER 1000 PPM R22 | 202
31-0078 | 17L CYLINDER, 3000 PPM, R-22 | 202
31-0079 | 17L CYLINDER, 3000 PPM, R-404 | 202
31-0080 | 17L CYLINDER, 3000 PPM, R-134A | 202
31-0124 | 17L CYLINDER, 0-5000 PPM, R134A | 202
31-0130 | 17L CYLINDER, 0-5000 PPM, R410 | 202
31-0164 | CALIBRATION GAS,NH3,250 PPM,C10,34L | 413
31-0165 | CALIBRATION GAS,NH3,100PPM,C10,34L | 413
31-0166 | CALIBRATION GAS,NH3,1000 PPM,C10,34L | 413
31-0196 | CALIBRATION GAS,NH3,300PPM,17L --DROP SHIP ITEM-- | 204
31-0197 | CALIBRATION GAS,NH3,50 PPM,17L --DROP SHIP ITEM-- | 204
31-1000 | KIT, SENSOR CALIBRATION | 467
67-1018 | KIT, HPT WIRING PLUG | 101
70-0785 | ENCLOSURE, PXVC | 169
70-0786 | POWER SUPPLY, PXVC, 24VDC | 231
70-1142 | KIT, ENCLOSURE, PXVC, IP65 | 135
70-1143 | KIT, POWER SUPPLY, PXVC, 15.2W | 71
75-1185 | KIT,CALIBRATION MAGNET FOR HMM,SEALED MOTOR VALVE | 22
75-3003 | HMXV/B MTR.EXP.VLV.24VAC,4-MA,7MM NOM PRT LESS MTR | 1799
AIR-NH3 | CONTROLLER,AIR-NH3,EXCESSIVE AIR,W/CALC,24VAC/DC | 1197
AP01W | AUTO-PURGER"W", 115/60 SGL PT,MNL WATER CHANG,NH3 | 15577
AP01W-2 | AUTO-PURGER"W", 230V SGL PT,MNL WATER CHANG,NH3 | 15577
AP08W | AUTO-PURG DELUXE WELDED,8PTS,NH3, 115/60 NON-COND | 21579
AP08W-2 | AUTO-PURGER DLX WELDED, 8PTS 230V NON-COND | 21579
AP08WN | AUTO-PURGER DELX WELD 8PTS NON-COND,115/60, NEMA-4 | 24935
AP16W | AUTO-PURGDELUXE WELDED,16PTS,NH3 115/60 NON-COND | 24638
AP16W-2 | AUTO-PURGDELUXE WELDED,16PTS,NH3 230V NON-COND | 24638
AP16WN | AUTO-PURGER DELX WELD 16PTS NON-COND,115V,NEMA4 | 27994
AP24W | AUTO-PURGDELUXE WELDED,24PTS,NH3 115/60 NON-COND | 28018
AP24W-2 | AUTO-PURGDELUXE WELDED,24PTS,NH3 230V NON-COND | 28018
AP24WN | AUTO-PURGER DELX WELD 24PTS NON-COND,115/60,NEMA4 | 31374
APCW | AUTO-PUR "W" FOR COMPUTERIZED PLNTS 115V/60HZ, NH3 | 18344
APCW-2 | AUTO-PUR "W" FOR COMPUTERIZED PLNTS, 230V 50/60HZ | 18344
APLK | PURGING LOG KIT, 115 V | 407
APM-1 | AUTO-PURGER M,4 PTS,NH3,115V 50/60HZ,NON-COND. | 11953
APM-1E | AUTO-PURGER M,4PTS.NH3,115V CE-CAT.II,MOD.H,EF 103 | 11953
APM-2 | AUTO-PURGER M,4 PTS,NH3,230V 50/60HZ,NON-COND. | 11953
APM-2E | AUTO-PURGER M,4 PTS.NH3,230V CE-CAT.II,MOD H,EF103 | 11953
APMC-2E | AUTO-PGER M,NH3,230V,CMP CNTRL,CE-CATII,MODH,EF103 | 11953
APMCF-1E | AUTO-PGR M,HALO,115V,CMP CTRL,CE-CATII,MODH,EF103 | 12635
APMCF-2E | AUTO-PGR M,HALO,230V,CMP CNTRL,CE CATII,MODH,EF103 | 12635
APMF-1 | AUTO-PURG M,4PT.HALO,115V 50/60HZ | 12635
APMF-1E | AUTO-PURGER M,4PTS.HALO,115V CE-CAT.II,MOD H,EF103 | 12635
APMF-2 | PURGER M,4PTS,FREON,230V 50/60HZ,FOR HALOCARBON | 12635
APMF-2E | AUTO-PURGER,4 PTS,HALO,230V CE-CAT.II,MOD.H,EF103 | 12635
APMN-1 | AUTO-PURGER M, 4PT, NH3,115V 50/60HZ, NEMA-4 | 12485
APMPLT | BEACON PILOT LIGHT APM PRGR(2-GRN,2-AMB) | 216
APPLT | BEACON PILOT LIGHT KIT,AP PRGR(4-GREEN, 2-AMBER) | 323
APPT08 | AP PLUS,8 PTS,NH3,115V,AIR/WATER,TOUCH SCREEN | 35882
APPT08-2 | AP PLUS,8 PTS,NH3,230V,AIR/WATER,TOUCH PANEL | 35882
APPT16 | AP PLUS,16PTS,NH3,115V,AIR/WATER,TOUCH SCREEN | 39634
APPT16-2 | AP PLUS,16PTS,NH3,230V,AIR/WATER,WITH TOUCH SCREEN | 39634
APPT24 | AP PLUS,24PTS,NH3,115V,AIR/WATER,TOUCH SCREEN | 43698
APPT24-2 | AP PLUS,24PTS,NH3,230V,AIR/WATER,TOUCH SCREEN | 43698
APPTC | AP PLUS FOR COMPTR,NH3,115V,AIR/WATER,TOUCHSCREEN | 32907
APPTC-2 | AP PLUS FOR COMPUTR,NH3,230V,AIR/WATER,TOUCHSCREEN | 32907
CABLE-100 | 100 FOOT LENGTH CABLE ASSEMBLY FOR VARI-LEVEL | 56
CABLE-150 | 150"(TOTAL LGTH CABLE ASSEM.) FOR ABOVE VARI-LVL | 112
CABLE-200 | 200 FOOT LENGTH CABLE ASSEMBLY FOR VARI-LEVEL | 166
CABLE-300 | 300 FOOT LENGTH CABLE ASSEMBLY FOR VARI-LEVEL | 212
CABLE-400 | 400 FOOT LENGTH CABLE ASSEMBLY FOR VARI-LEVEL | 368
CABLE-50 | 50 FOOT LENGTH CABLE ASSEMBLY FOR VARI-LEVEL | 56
CABLE-500 | 500 FOOT LENGTH CABLE ASSEMBLY FOR VARI-LEVEL | 471
CHFC95F | HANSEN FLOW CONT VLV FOR CO2 95 GPM, 2" SW FLANGE | 2109
CHOTV/41 | 1-1/2"(40MM)SW OIL VALVE RG.A,130F (54C) CO2 | 1728
CHOTV/42 | 1-1/2" (40MM) SW OIL VALVE RANGE B,120F (49C),CO2 | 1728
CHOTV/52 | 2"(50MM)SW OIL VALVE RANGE B,120F (49C),CO2 | 1899
CHOTV/53E | 2"(50MM)SW OIL RG D,140F(60C),CO2,CATII,MODH,EF111 | 1894
CHOTW/41 | 1-1/2"(40MM)SW OIL VALVE,RG.A,130F (54C) CO2 | 1728
CHOTW/42 | 1-1/2"(40MM)HOTW/42 SW OIL VLV,RG.B,CO2 | 1728
CHOTW/43 | 1-1/2"(40MM)SW OIL VALVE,RG.D,140f(60c) CO2 | 1728
CHOTW/45 | 1-1/2" (40MM) SW OIL VALVE RG F, 150F (66C) CO2 | 1728
CHOTW/52 | 2"(50mm)SW OIL VALVE,RG.B, 120F(49c)CO2 | 1899
CLC-04 | LVL.COLUMN (3"DIA.)FOR 40"PRB.C02,600# | 1165
CLP-04 | PROBE LGTH.40"INSERT.LGTH,45"CO2,600# | 1329
CVLT-03 | TECHNI-LEVEL PRB,4-20MA,CO2,30"ACT LGTH,35"INSERT | 2035
CVLT-04 | TECH-LEVEL PROBE,4-20MA, 40" ACT,45" INSERT, CO2 | 2161
CVLT-06 | TECH-LVL PROBE,4-20MA,60"ACT,65"INSERT,CO2 | 2329
CVLT-08 | TECH-LEVEL PROBE,4-20MA 80" ACT,85" INSERT,CO2 | 2553
CVLT-12 | TECHNI-LVL PRB,4-20MA,120"ACT,125 INSERT. CO2 | 3151
CVLTDR-06 | TECH-LVL PRB,4-20MA,W/READOUT,60"ACT,65"INS,CO2 | 2876
DPS | DIFFERENTIAL PRESSURE-STAT SYSTEM FOR AUTO-PURGER | 1134
FM-01 | FROST MASTR DEFRST CONTRL, 115V,REMOTE INITIATE | 1149
FM-01L | FROST MST DEFROST CONT 115V,REMOTE INITATE,LESS EN | 1149
FM-02 | FROST MASTR DEFRST CONTRL, 230V,REMOTE INITIATE | 1149
FM-02L | FROST MSTR DEFROST CONT 230V,RMT INITATE,LESS ENCL | 1149
FM-11-B | FROST MASTER, 115V 50/60HZ, 24HR CLOCK | 1149
FM-11L-B | FROST MASTER, 115V 50/60HZ, 24HR CLOCK NO ENCL | 1149
FM-12-B | FROST MASTER, 230V 50/60 HZ, 24HR CLOCK | 1149
FM-12L-B | FROST MASTER, 230V 50/60 HZ, 24 HR CLOCK, NO ENCL | 1149
FM-71-B | FROST MASTER,115V 50/60HZ, 7DAY CLOCK | 1149
FM-71L-B | FROST MASTER, 115V 50/60HZ, 7DAY CLK, NO ENCLOSURE | 1149
FM-72-B | FROST MASTER,230V 50/60 HZ, 7 DAY CLOCK | 1149
FMP-01 | FROST MASTR"+" DEFROST CONTRL,115V,FOR REMOTE INIT | 1449
FMP-01L | FROST MSTR & DEFRST CTRL,115V REMOTE,LESS ENCLS | 1449
FMP-11-B | FROST MASTER PLUS, 115V 50/60 HZ, 24 HR CLOCK | 1449
FMP-11L-B | FROST MASTER PLUS, 115V 50/60 HZ, 24 HR CLOCK | 1449
FMP-12-B | FROST MASTER PLUS, 230V 50/60 HZ, 24 HR CLOCK | 1449
FMP-71-B | FROST MASTER "PLUS", 115V 50/60 HZ, 7 DAY CLOCK | 1449
FMP-71L-B | FROST MASTER PLUS, 115V 50/60 HZ, 7 DAY CLOCK | 1449
GAS-100 | GAS SENSOR READOUT AND ALARM, 100 PPM, 24V AC/DC | 2146
GAS-10K | GAS SENSOR READOUT AND ALARM, 10000 PPM, 24V AC/DC | 2146
GAS-1K | GAS SENSOR READOUT AND ALARM 1,000 PPM | 2146
GAS-250 | GAS SENSOR READOUT AND ALARM, 250 PPM, 24V AC/DC | 2146
GAS-3K | GAS SENSOR READOUT AND ALARM, 3000 PPM, 24V AC/DC | 2146
HD101F | DEFROST LIQUID DRAINER FREON | 2606
HD101N | DEFROST LIQUID DRAINER AMMONIA | 2606
HD101N-ACT | DEFROST LIQUID DRAINER AMMONIA,ACT | 3649
HD101NE | DEFROST LIQUID DRAINER,NH3 CE-CAT.II,MOD.H,EF 103 | 2606
HEP1 | PORTABLE GAS DETECTION UNIT | 3425
HFC14F | FLOW CONTROLLER,R22,14 GPM,3/4"SW FLG | 874
HFC14N | FLOW CONTROLLER,NH3,14 GPM,3/4" SW FLANGE | 874
HFC175F | FLOW CONTROLLER,R22,175GPM,2-1/2"SW FLG | 2092
HFC185N | FLOW CONTROLLER,NH3,185 GPM,2-1/2"SW FLG | 2092
HFC32F | FLOW CONTROLLER, R22, 32 GPM, 1-1/4"SW FLG. | 874
HFC32N | FLOW CONTROLLER,NH3,32 GPM,1-1/4"SW FLG | 874
HFC40N | FLOW CONTROLLER,NH3,40 GPM,1-1/4"SW FLGS | 1096
HFC60F | FLOW CONTROLLER,R22,60GPM,1-1/2"SW FLG | 1096
HFC60N | FLOW CONTROLLER,NH3,60 GPM,1-1/2"SW FLG | 1096
HFC95F | FLOW CONTROLLER,R22,95 GPM,2"SW FLG | 1974
HFC98N | FLOW CONTROLLER,NH3,98 GPM,2"SW FLG | 1974
HGD-C-2 | 2 CHANNEL CONTROLLER | 1448
HGD-C-8 | 8 CHANNEL CONTROLLER | 2424
HGD-EC-NH3-100 | NH3, 0-100PPM, LO TEMP, IP66, EC | 1333
HGD-EC-NH3-1000 | NH3, 0-1000PPM, LOW TEMP, IP66, EC | 1333
HGD-EC-NH3-5000 | NH3, 0-5000PPM, IP66, EC | 1333
HGD-IR-CO2-10000 | CO2, 0-10000PPM, IP66, IR | 1372
HGD-SC-R22-1000 | R22, 0-1000PPM, IP66, SC | 1190
HGD-SC-R404A-1000 | R404A, SEMI CONDUCTOR, 0-1000PPM | 1190
HGD-SC-R407A-1000 | R407A, SEMI CONDUCTOR, 0-1000PPM | 1190
HGD-SC-R410A-1000 | R410A, SEMI CONDUCTOR, 0-1000PPM | 1190
HGD-SC-R507A-1000 | R507A, SEMI CONDUCTOR, 0-1000PPM | 1190
HOTV/22 | 1"(25MM)SW OIL VLV RG B, 120F(49C) | 839
HOTV/23 | 1"(25MM)SW OIL VLV RG D, 140F(60C) | 839
HOTV/26 | 1"(25MM)SW OIL VLV RG G, 170F(77C) | 839
HOTV/27 | 1"(25MM)SW OIL VLV RG H, 110F(43C) | 839
HOTV/41 | 1-1/2"(40MM)SW OIL VLV RG A, 130F(54C) | 1593
HOTV/41E | 1-1/2"(40MM)SW OIL RG A,130F(54C),CATII,MODH,EF111 | 1593
HOTV/42 | 1-1/2"(40MM)SW OIL VLV RG B, 120F(49C) | 1593
HOTV/42E | 1-1/2"(40MM)SW OIL RG B,120F(49C),CATII,MODH,EF111 | 1593
HOTV/43 | 1-1/2"(40MM)SW OIL VLV RG D, 140F(60C) | 1593
HOTV/43E | 1-1/2"(40MM)SW OIL RG D,140F(60C),CATII,MODH,EF111 | 1593
HOTV/45 | 1-1/2"(40MM)SW OIL VLV RG F, 150F(66C) | 1593
HOTV/45E | 1-1/2"(40MM)SW OIL RG F,150F(66C),CATII,MODH,EF111 | 1593
HOTV/47 | 1-1/2"(40MM)SW OIL VLV RG H, 110F(43C) | 1593
HOTV/47E | 1-1/2"(40MM)SW OIL RG H,110F(43C),CATII,MODH,EF111 | 1593
HOTV/51 | 2"(50MM)SW OIL VLV RG A, 130F(54C) | 1764
HOTV/51E | 2"(50MM)SW OIL RG A,130F(54C)CE-CATII,MODH,EF111 | 1764
HOTV/52 | 2"(50MM)SW OIL VLV RG B, 120F(49C) | 1764
HOTV/52E | 2"(50MM)SW OIL RG B,120F(49C)CE-CATII,MODH,EF111 | 1764
HOTV/53 | 2"(50MM)SW OIL VLV RG D, 140F(60C) | 1764
HOTV/53E | 2"(50MM)SW OIL RG D,140F(60C)CE-CATII,MODH,EF111 | 1764
HOTV/55 | 2"(50MM)SW OIL VLV RG F, 150F(66C) | 1764
HOTV/55E | 2"(50MM)SW OIL RG F,150F(66C)CE-CATII,MODH,EF111 | 1764
HOTV/57 | 2"(50MM)SW OIL VLV RG H, 110F(43C) | 1764
HOTV/57E | 2"(50MM)SW OIL RG H,110F(43C),CATII,MODH,EF111 | 1764
HOTV/61 | 2-1/2"(65MM)SW OIL VLV RG A, 130F(54C) | 3071
HOTV/61E | 2-1/2" SW OIL,RG A,130F(54C),CATII,MODH,EF111 | 3071
HOTV/62 | 2-1/2"(65MM)SW OIL VLV RG B, 120F(49C) | 3071
HOTV/62E | 2-1/2" SW OIL RG B,120F(49C),CATII,MODH,EF111 | 3071
HOTV/63 | 2-1/2"(65MM)SW OIL VLV RG D, 140F(60C) | 3071
HOTV/63E | 2-1/2" SW OIL RG D,140F(60C),CATII,MODH,EF111 | 3071
HOTV/71 | 3"(80MM)BW OIL VLV RG A, 130F(54C) | 4001
HOTV/71E | 3" BW OIL RG A,130F(54C)CE-CATII,MODH,EF111 | 4001
HOTV/72 | 3"(80MM)BW OIL VLV RG B, 120F(49C) | 4001
HOTV/72E | 3" BW OIL RG B,120F(49C)CE-CATII,MODH,EF111 | 4001
HOTV/73 | 3"(80MM)BW OIL VLV RG D, 140F(60C) | 4001
HOTV/73E | 3" BW OIL RG D,140F(60C)CE-CATII,MODH,EF111 | 4001
HOTVB/51 | 2"(50MM)BW OIL VLV RG A, 130F(54C) | 1764
HOTVB/51E | 2"(50MM)BW OIL RG A,130F(54C)CE-CATII,MODH,EF111 | 1764
HOTVB/52 | 2"(50MM)BW OIL VLV RG B, 120F(49C) | 1764
HOTVB/52E | 2"(50MM)BW OIL RG B,120F(49C)CE-CATII,MODH,EF111 | 1764
HOTVB/53 | 2"(50MM)BW OIL VLV RG D, 140F(60C) | 1764
HOTVB/55 | 2"(50MM)BW OIL VLV RG F, 150F(66C) | 1764
HOTVB/57 | 2" (50MM) BW OIL VLV RG H, 110F (43C) | 1764
HOTVB/61 | 2-1/2"(65MM)BW OIL VLV RG A, 130F(54C) | 3071
HOTVB/61E | 2-1/2"(65MM)BW OIL VLV RG.A 130F CATII,MODH,EF111 | 3071
HOTVB/62 | 2-1/2"(65MM)BW OIL VLV RG B, 120F(49C) | 3071
HOTVB/62E | 2-1/2" BW OIL RGB,120F(49C)CATII,MODH,EF111 | 3071
HOTVB/63 | 2-1/2"(65MM)BW OIL VALVE RG D 140F(60C) | 3071
HOTW/41 | 1-1/2"(40MM)SW OIL VLV RG A, 130F(54C) | 1593
HOTW/42 | 1-1/2"(40MM)SW OIL VLV RG B, 120F(49C) | 1593
HOTW/43 | 1-1/2"(40MM)SW OIL VLV RG D, 140F(60C) | 1593
HOTW/45 | 1-1/2"(40MM)SW OIL VLV RG F, 150F(66C) | 1593
HOTW/47 | 1-1/2"(40MM)SW OIL VLV RG H, 110F(43C) | 1593
HOTW/51 | 2"(50MM)SW OIL VLV RG A, 130F(54C) | 1764
HOTW/52 | 2"(50MM)SW OIL VLV RG B, 120F(49C) | 1764
HOTW/53 | 2"(50MM)SW OIL VLV RG D, 140F(60C) | 1764
HOTW/55 | 2"(50MM)SW OIL VLV RG F, 150F(66C) | 1764
HOTW/57 | 2"(50MM)SW OIL VLV RG H, 110F(43C) | 1764
HPT134 | PRESSURE TEMPERATURE SENSOR FOR R-134a | 1273
HPT22 | PRESSURE TEMPERATURE SENSOR FOR R-22 | 1273
HPT290 | PRESSURE TEMPERATURE SENSOR FOR R-290 | 1273
HPT404 | PRESSURE TEMPERATURE SENSOR FOR R-404A | 1273
HPT507 | PRESSURE TEMPERATURE SENSOR FOR R-507A | 1273
HPT717 | PRESSURE TEMPERATURE SENSOR FOR AMMONIA | 1204
HPT717-ACT | PRESSURE TEMPERATURE SENSOR,NH3,ACT | 1686
HPTL22 | PRESSURE TEMP SENSOR FOR R22, LOW TEMP | 1273
HPTL507 | PRESSURE TEMP SENSOR FOR R-507A, LOW TEMP | 1273
HPTL717 | PRESSURE TEMP SENSOR FOR AMMONIA, LOW TEMP | 1204
HPTL717-ACT | PRESSURE TEMP SENSOR,NH3,ACT,LOW TEMP | 1686
HT100HF | FLOAT DRN REG.HALO 3/4"FPT/1"WELD INLET/OUTLET | 2338
HT100LF | FLOAT DRAIN REG. HALO 3/4"/1" WELD INLET/OUTLET | 2338
HT100LN | HANSEN FLOAT DRAIN REG.NH3 3/4"/1"WLD INLET/OUTLET | 2338
HT100MF | HANSEN FLT DRAIN REG.HALO 3/4"FPT/1"WELD,IN&OUTLET | 2338
HT100MFE | FLT DRAIN REG,HALO,3/4"/1" CE-CAT.II,MOD.H,EF103 | 2338
HT100MN | HANSEN FLOAT DRAIN REG.NH3 3/4"/1"WLD INLET/OUTLET | 2338
HT100MN-ACT | HANSEN FLOAT DRN REG,NH3,ACT,3/4"/1"WLD INLT/OUTLT | 3274
HT100MNE | FLOAT DRAIN REG.NH3,3/4"/1" CE-CAT.II,MOD.H,EF 103 | 2338
HT200HF | FLOAT DRAIN REG.1-1/2"WLD INLET/OUTLET CONN.HALO | 2906
HT200HFE | FLT DRAIN REG.1-1/2"WLD, CAT.III,MOD.H,EF 103 | 2906
HT200HN | HANSEN FLT DRAIN REG.NH3 1-1/2"WELD IN/OUTLET CONN | 2906
HT200LN | HANSEN FLT DRAIN REG.NH3 1-1/2"WELD IN/OUTLET CONN | 2906
HT200LN-ACT | HANSEN FLT DRAIN REG.NH3,ACT,1-1/2"WELD IN/OUT CON | 4069
HT200LNE | REG,FLOAT DN#2 LG NH3 (P) | 2906
HT200MF | FLOAT DRAIN REG.1-1/2"WLD INLET/OUTLET CONN.HALO | 2906
HT200MFE | FLOAT DRAIN REG.HALO,1-1/2" CE-CAT.III,MOD.H,EF103 | 2906
HT200MN | HANSEN FLT DRAIN REG.NH3 1-1/2"WELD IN/OUTLET CONN | 2906
HT200MN-ACT | HANSEN FLT DRAIN REG,NH3,ACT1-1/2"WELD IN/OUT CONN | 4069
HT200MNE | FLOAT DRAIN REG.NH3,1-1/2" CE-CAT.III,MOD.H,EF 103 | 2906
HT300HF | HANSEN FLOAT DRAIN REG.HALO 2" WELD INLET/OUTLET C | 3962
HT300HN | FLOAT DRAIN REG. NH3 2" WELD INLET/OUTLET CONNS | 3962
HT300LF | HANSEN FLOAT DRAIN REG.HALO 2"WELD INLET/OUTLET CO | 3962
HT300LN | FLOAT DRAIN REG. NH3 2" WELD INLET/OUTLET CONNS | 3962
HT300MF | HANSEN FLOAT DRAIN REG. HALO 2"WELD INLET/OUTLET C | 3962
HT300MFE | HANSEN FLOAT DRAIN REG.HALO CE-CAT.III,MOD.H,EF103 | 3962
HT300MN | FLOAT DRAIN REG. NH3 2" WELD INLET/OUTLET CONNS | 3962
HT300MN-ACT | FLOAT DRAIN REG,NH3,ACT,2" WELD INLET/OUTLET CONNS | 5547
HT300MNE | FLOAT DRAIN REG,NH3,2"WLD CE-CAT.III,MOD.H.EF103 | 3962
HUPS | POWER BACKUP SYSTEM,UPS&PS(UP TO 3 VALVES) | 1235
IMW | IMMERSION WELL,STAINLESS STEEL,3" INS,1/2" MPT | 35
INS | INSULATION FOR ABOVE AP01 AUTO-PURGER | 1252
LB1-115 | VARI-LEVEL CONTROL, 115 VOLT 1-RELAY | 1429
LB1-220 | VARI-LEVEL CONTROL 230 VOLT 1-RELAY | 1429
LB2-115 | VARI-LEVEL CONTROL 115 VOLT 2-RELAY | 1575
LB2-220 | VARI-LEVEL CONTROL 230 VOLT 2-RELAY | 1575
LB3-115 | VARI-LEVEL CONTROL 115 VOLT 3-RELAY | 1714
LB3-115-L | VARI-LEVEL CONTROL 115V 3-RELAY,LESS ENCLS | 1646
LB3-220 | VARI-LEVEL CONTROL 230 VOLT 3-RELAY | 1714
LB3-220-L | VARI-LEVEL CONTROL 220V 3-RELAY, LESS ENCLS | 1646
LB5-115 | VARI-LEVEL CONTROL 115 VOLT 5-RELAY | 2170
LB5-115-L | VARI-LEVEL CONTROL 115V 5-RELAY, LESS ENCLS | 2102
LB5-220 | VARI-LEVEL CONTROL 230 VOLT 5-RELAY | 2170
LB5-220-L | VARI-LEVEL CONTROL 220V 5-RELAY, LESS ENCLS | 2102
LC-02 | LEVEL COLUMN(3"DIA)20"PRB 1" FPT/1-1/4" WELD CONN. | 749
LC-02X | LEVEL COLUMN(3"DIA) 1" FPT/1-1/4" WELD CONNECTION | 1028
LC-03 | LVL COLMN(3" DIA) 30" PRB 1" FPT/1-1/4" WELD CONN | 774
LC-03X | LEVEL COLUMN(3" DIA) 1" FPT/1-1/4" WELD CONNECTION | 1073
LC-04 | LVL COLMN(3" DIA)40" PRB 1" FPT/1-1/4" WELD CONN | 819
LC-04X | LEVEL COLUMN(3"DIA) 1" FPT/1-1/4" WELD CONNECTION | 1345
LC-06 | LVL COLMN(3"DIA),60"PRB 1"FPT/1-1/4"WELD CONNECTN | 1091
LC-06X | LEVEL COLUMN(3"DIA) 1" FPT/1-1/4" WELD CONNECTION | 1468
LC-08 | LVL COLMN(3"DIA)80"PRB 1"FPT/1-1/4" WELD CONN | 1214
LC-08X | LEVEL COLUMN(3"DIA) 1" FPT/1-1/4" WELD CONNECTION | 1616
LC-10 | LVL COLMN(3"DIA)100"PRB 1"FPT/1-1/4"WELD CONNECTN | 1362
LC-10X | LEVEL COLUMN(3" DIA) 1" FPT/1-1/4" WELD CONNECTION | 1852
LC-12 | LVL COLMN(3"DIA)120"PRB 1"FPT/1-1/4"WELD CONNECTN | 1598
LC-12X | LVL COLUMN(3" DIA) 1" FPT/1-1/4" WELD CONNECTION | 2799
LP-02F | PROBE:ACTIVE LENGTH 20" INSERTION LENGTH: 25" | 768
LP-02FX | PROBE, ACTIVE LGTH: INSERT.LGTH: HALO | 1101
LP-02N | PROBE:ACT LENGTH 20" INSERT LENGTH:25",NH3 | 768
LP-02NX | PROBE, ACTIVE LGTH: INSERT.LGTH: NH3 | 1101
LP-03F | PROBE:ACTIVE LENGTH 30" INSERTION LENGTH:35"HALO | 847
LP-03FX | PROBE, ACTIVE LGTH: INSERT LGTH: HALO | 1238
LP-03N | PROBE: ACTIVE LENGTH 30" INSERTION LENGTH:35",NH3 | 847
LP-03NX | PROBE, ACTIVE LGTH: INSERT.LGTH: NH3 | 1238
LP-04F | PROBE:ACTIVE LENGTH 40" INSERTION LENGTH:45",HALO | 984
LP-04FX | PROBE, ACTIVE LGTH: INSERT.LGTH: HALO | 1346
LP-04N | PROBE:ACT LENGTH 40" INSERT LENGTH:45",NH3 | 984
LP-04NX | PROBE, ACTIVE LGTH: INSERT.LGTH: NH3 | 1346
LP-06F | PROBE:ACTIVE LENGTH 60" INSERTION LENGTH:65",HALO | 1092
LP-06FX | PROBE, ACTIVE LGTH: INSERT.LGTH: HALO | 1555
LP-06N | PROBE: ACTIVE LENGTH 60" INSERTION LENGTH: 65",NH3 | 1092
LP-06NX | PROBE, ACTIVE LGTH: INSERT.LGTH: NH3 | 1555
LP-08F | PROBE:ACTIVE LENGTH 80" INSERTION LENGTH:85",HALO | 1301
LP-08FX | PROBE, ACTIVE LGTH: INSERT.LGTH: HALO | 1726
LP-08N | PROBE:ACT LENGTH 80" INSERT LENGTH:85",NH3 | 1301
LP-08NX | PROBE, ACTIVE LGTH: INSERT.LGTH: NH3 | 1726
LP-10F | PROBE:ACT LGTH 100" INSERTION LENGTH: 105" | 1472
LP-10FX | PROBE, ACTIVE LGTH: INSERT.LGTH: HALO | 1945
LP-10N | PROBE:ACT LGTH 100" INSERT LGTH:105"NH3 | 1472
LP-10NX | PROBE, ACTIVE LGTH: INSERT.LGTH: NH3 | 1945
LP-12F | PROBE: ACTIVE LENGTH 120" INSERT LENGTH:25",HALO | 1691
LP-12FX | PROBE, ACTIVE LGTH: INSERT.LGTH: HALO | 2950
LP-12N | PROBE:ACT LGTH 120" INSERT LGTH:125"NH3 | 1691
LP-12NX | PROBE, ACTIVE LGTH: INSERT.LGTH: NH3 | 2950
LP-14F | PROBE:ACT LENGTH 144" INSERT LENGTH:149" | 2696
LP-14FX | PROBE, ACTIVE LGTH: INSERT.LGTH: HALO | 3577
LP-14N | PROBE:ACT LENGTH 144" INSERT LENGTH: 149", NH3 | 2696
LP-14NX | PROBE, ACTIVE LGTH: INSERT LGTH: NH3 | 3577
LP-16F | PROBE:ACTIVE LENGTH 168" INSERT LENGTH:173"HALO | 3323
LP-16FX | PROBE, ACTIVE LGTH: INSERT. LGTH: HALO | 4181
LP-16N | PROBE:ACTIVE LENGTH 168" INSERTION LENGTH:173",NH3 | 3323
LP-16NX | PROBE, ACTIVE LGTH: INSERT.LGTH. NH3 | 4181
MCR100 | 4"(100MM)MOTORIZED CONTROL VLV,RED,CV=47 | 6990
MCR100/E | 4"(100MM)MOTRD CNTL VLV,RED,CV=47,CATII,MODH,EF101 | 6990
MCR20 | 3/4"(20MM)MOTORIZED CONTROL VLV,REDUCED | 3252
MCR25 | 1"(25MM)MOTORIZED CONTROL VLV,REDUCED | 3375
MCR32 | 1-1/4"(32MM)MOTORIZED CONTROL VLV,REDUCED | 3540
MCR32/E | 1-1/4"(32MM)MOTRZD CNTRL VLV,REDUC,CATI,MODA,EF100 | 3540
MCR40 | 1-1/2"(40MM)MOTORIZED CONTROL VLV,REDUCED | 3807
MCR40/E | 1-1/2"(40MM)MOTORZD CNTRL VLV,RED,CATII,MODH,EF101 | 3807
MCR50 | 2"(50MM)MOTORIZED CONTROL VLV,REDUCED | 3974
MCR50/E | 2"(50MM)MOTORIZD CNTRL VLV,REDUCD,CATII,MODH,EF101 | 3974
MCR80 | 3"(80MM)MOTORIZED CONTROL VLV,RED,CV=35 | 5414
MCR80/E | 3"(80MM)MOTRZD CNTL VLV,RED,CV=35,CATII,MODH,EF101 | 5414
MCRB40 | 1-1/2"(40MM)MOTORIZED CONTROL VLV,50%REDUCED | 3807
MCRB40/E | 1-1/2"(40MM)MTRD CNTL,RED,50%VPRT,CATII,MODH,EF101 | 3807
MCRBW40/41 | 1-1/2"(40MM)MOTORZD CNTRL VLV,50%RED,1-1/2"SW CONN | 4246
MCRBW40/41E | 1-1/2"(40MM)MOTRD CNTL VLV,50%,SW,CATII,MODH,EF101 | 4246
MCRBW40/42 | 1-1/2"(40MM)MOTORZD CNTRL VLV,50%RED,1-1/2"BW CONN | 4246
MCRBW40/42E | 1-1/2"(40MM)MOTRD CNTL VLV,50%,BW,CATII,MODH,EF101 | 4246
MCRBZ40 | 1-1/2"(40MM)MOTORZD CONTRL VLV,REDUCD,50%VPORT,PLT | 3931
MCRW100/82 | 4"(100MM)MOTORIZED CONTROL VLV,RED,CV=47,4"BW CONN | 7997
MCRW100/82E | 4"(100MM)MTRZD VLV,RED,CV=47,4"BW,CATII,MODH,EF101 | 7997
MCRW20/01 | 3/4"(20MM)MOTORZD CNTRL VLV,RED,3/4"SW CONN | 3548
MCRW20/02 | 3/4"(20MM)MOTORZD CNTRL VLV,RED,3/4"BW CONN | 3548
MCRW25/21 | 1"(25MM)MOTORZD CNTRL VLV,RED,1"SW CONN | 3712
MCRW25/22 | 1"(25MM)MOTORZD CNTRL VLV,RED,1"BW CONN | 3712
MCRW25/31 | 1" (25MM)MOTORZD CNTRL VLV,RED, 1 1/4" SW CONN. | 3712
MCRW32/31 | 1-1/4"(32MM)MOTORD CNTRL VLV,RED,1-1/4"SW CONN | 3907
MCRW32/31E | 1-1/4"(32MM)MTZD CNTL VLV,RED,SW,CATII,MODH,EF100 | 3907
MCRW32/32 | 1-1/4"(32MM)MOTORD CNTRL VLV,RED,1-1/4"BW CONN | 3907
MCRW32/32E | 1-1/4"(32MM)MTZD CNTL VLV,RED,BW,CATII,MODH,EF100 | 3907
MCRW40/41 | 1-1/2"(40MM)MOTORZD CNTRL VLV,RED,1-1/2"SW CONN | 4246
MCRW40/41E | 1-1/2"(40MM)MOTRD CNTL VLV,RED,SW,CATII,MODH,EF101 | 4246
MCRW40/42 | 1-1/2"(40MM)MOTORZD CNTRL VLV,RED,1-1/2"BW CONN | 4246
MCRW40/42E | 1-1/2"(40MM)MOTRD CNTL VLV,RED,BW,CATII,MODH,EF101 | 4246
MCRW40/51 | 1-1/2"(40MM)MOTRZD CNTRL VLV,RED,2"SW CONN | 4246
MCRW40/52 | 1-1/2"(40MM)MOTRZD CNTRL VLV,RED,2"BW CONN | 4246
MCRW40/52E | 1-1/2"(40MM)MTZD CTL VLV,RED,2"BW,CATII,MODH,EF101 | 4246
MCRW50/51 | 2"(50MM)MOTORZD CNTRL VLV,RED,2"SW CONN | 4452
MCRW50/51E | 2"(50MM)MOTRZD CNTRL VLV,RED,2"SW,CATII,MODH,EF101 | 4452
MCRW50/52 | 2"(50MM)MOTORZD CNTRL VLV,RED,2"BW CONN | 4452
MCRW50/52E | 2"(50MM)MOTRZD CNTRL VLV,RED,2"BW,CATII,MODH,EF101 | 4452
MCRW80/72 | 3"(80MM)MOTORIZED CONTROL VLV,RED,CV=35,3"BW CONN | 6243
MCRW80/72E | 3"(80MM)MTZD CNTL VLV,RED,CV=35,CATII,MODH,EF101 | 6243
MCRWZ40/51 | 1-1/2"(40MM)MOTRZD CNTRL VLV,RED,PLT,2"SW CONN | 4401
MCRWZ50/51 | 2"(40MM)MOTORD CNTRL VLV,RED,PLT,2" SW CONN | 4607
MCRZ40 | 1-1/2"(40MM)MOTORIZED CONTROL VLV,RED,PLT | 3931
MCRZ50 | 2"(50MM)MOTORIZED CONTROL VLV,REDUCED,PLT | 4098
MCT | MV MANUAL OPENING TOOL | 349
MCV100 | 4"(100MM)MOTORIZED CONTROL VLV,CV=166 | 6990
MCV100/E | 4"(100MM)MOTORZD CNTRL VLV,CV=166,CATII,MODH,EF101 | 6990
MCV20 | 3/4"(20MM)MOTORIZED CONTROL VLV | 3252
MCV25 | 1"(25MM)MOTORIZED CONTROL VLV | 3375
MCV32 | 1-1/4"(32MM)MOTORIZED CONTROL VLV | 3540
MCV32/E | 1-1/4"(32MM)MOTORIZED CONTROL VLV,CATI,MODA,EF100 | 3540
MCV40 | 1-1/2"(40MM)MOTORIZED CONTROL VLV | 3807
MCV40/E | 1-1/2"(40MM)MOTORIZED CONTROL VLV,CATII,MODH,EF101 | 3807
MCV50 | 2"(50MM)MOTORIZED CONTROL VLV | 3974
MCV50/E | 2"(50MM)MOTORIZED CONTROL VLV,CATII,MODH,EF101 | 3974
MCV80 | 3"(80MM)MOTORIZED CONTROL VLV,CV=104 | 5414
MCV80/E | 3"(80MM)MOTORIZD CNTRL VLV,CV=104,CATII,MODH,EF101 | 5414
MCVW100/82 | 4"(100MM)MOTORIZD CONTROL VLV,RED,CV=166,4"BW CONN | 7997
MCVW100/82E | 4"(100MM)MZD VLV,RED,CV=166,4"BW,CATII,MODH,EF101 | 7997
MCVW20/01 | 3/4"(20MM)MOTORZD CNTRL VLV,3/4"SW CONN | 3548
MCVW20/02 | 3/4"(20MM)MOTORZD CNTRL VLV,3/4"BW CONN | 3548
MCVW25/21 | 1"(25MM) MOTORIZED CNTRL VLV, 1" SW CONN | 3712
MCVW25/22 | 1"(25MM)MOTORZD CNTRL VLV,1"BW CONN | 3712
MCVW32/31 | 1-1/4"(32MM)MOTORD CNTRL VLV,1-1/4"SW CONN | 3907
MCVW32/31E | 1-1/4"(32MM)MTR CNTL VLV,1-1/4"SW,CATII,MODH,EF100 | 3907
MCVW32/32 | 1-1/4"(32MM)MOTORD CNTRL VLV,1-1/4"BW CONN | 3907
MCVW32/32E | 1-1/4"(32MM)MTR CNTL VLV,1-1/4"BW,CATII,MODH,EF100 | 3907
MCVW40/41 | 1-1/2"(40MM)MOTORZD CNTRL VLV,1-1/2"SW CONN | 4246
MCVW40/41E | 1-1/2"(40MM)MOTRD CNTL,1-1/2"SW,CATII,MODH,EF101 | 4246
MCVW40/42 | 1-1/2"(40MM)MOTORZD CNTRL VLV,1-1/2"BW CONN | 4246
MCVW40/42E | 1-1/2"(40MM)MOTRD CNTL,1-1/2"BW,CATII,MODH,EF101 | 4246
MCVW50/51 | 2"(50MM)MOTORZD CNTRL VLV,2"SW CONN | 4452
MCVW50/51E | 2"(50MM)MOTORZD CNTRL VLV,2"SW,CATII,MODH,EF101 | 4452
MCVW50/52 | 2"(50MM)MOTORZD CNTRL VLV,2"BW CONN | 4452
MCVW50/52E | 2"(50MM)MOTORZD CNTRL VLV,2"BW,CATII,MODH,EF101 | 4452
MCVW80/72 | 3"(80MM)MOTORIZED CONTROL VLV,CV=104,3"BW CONN | 6243
MCVWZ50/51 | 2"(40MM)MOTORD CNTRL VLV,PLT,2" SW CONN | 4607
MCVZ40 | 1-1/2"(40MM)MOTORIZED CONTROL VLV,PLT | 3931
MCVZ50 | 2"(50MM)MOTORIZED CONTROL VLV,PLT | 4098
MCXV/A | MOTORIZED EXP.VLV,24VAC/DC,4-20MA,5MM NOM PORT | 3270
MCXV/B | MOTORIZED EXP.VLV,24VAC/DC,4-20MA,7MM NOM PORT | 3270
MCXV/C | MOTORIZED EXP.VLV,24VAC/DC,4-20MA,2MM NOM PORT | 3270
MOD420 | 4-20 MA OUTPUT MODULE, WITH CABLE, | 553
MOVT | MANUAL OPER VALVE TOOL HMMV,HMMR,& HMV,3/4"-4" | 312
NEAP | MINI AUTO-PURGER FOR AMMONIA, NON-ELECTRICAL | 7961
NEAPE | NON ELECTRICAL AUTO PURGER CE-CAT.II,MOD.H,EF 103 | 7961
NEAPF134 | NON ELEC AUTO-PURGER R134A | 8460
NEAPF134E | NON ELEC AUTOPURGER R134a,CE-CATII,MODH,EF103 | 8460
NEAPF404 | NONELECTRIC AUTOPURGER R404A | 8460
NEAPF404E | NON-ELEC AUTO PURGER R404A,CE-CATII,MODH,EF103 | 8460
NEAPF507 | NONELECTRIC AUTOPURGER R507A | 8460
NEAPF507E | NON-ELEC AUTO PURGER, R507A,CE-CATII,MODH,EF103 | 8460
PG1-1 | PUMP GUARDIAN CONTRLR 115V 50/60HZ,W/ENCLOSURE | 1097
PG1-2 | PUMP GUARDN CONTRLR 230V 50/60HZ,W/ENCLOSURE | 1097
PSU | POWER SUPPLY 4-20MA 110-240V 50/60: 24VDC OUTPUT | 411
PSU2 | POWER SUPPLY,100-240VAC,50/60HZ,24VDC OUTPUT | 236
PT1 | PRESS/TEMP TRANS,30"-285 PSIG,4-20mA,1/4" MPT | 1143
PT2 | PRESS TRANS, VAC-85 PSIG, 4-20mA, PXVC-PT | 428
PT3 | PRESS TRANS,VAC-285 PSIG,4-20mA,PXVC-PT | 764
PXV15 | PULSE WIDTH EXP VLV, 15 TON, LESS FLANGES | 564
PXV15-ACT | PULSE WIDTH EXP VLV, 15 TON, LESS FLANGES, ACT | 972
PXV5 | PULSE WIDTH EXP VALVE, 5 TON, LESS FLANGES | 564
PXVC-CI | PXVC, PROPORTIONATE CONTROL, 24 VAC/DC, 3 VA | 348
PXVC-DX | PXVC, DX CONTROL, 24 VAC/DC, 3 VA | 348
PXVC-L | PXVC, LEVEL CONTROL, 24VAC/DC, 3 VA | 348
PXVC-P | PXVC, PRESSURE CONTROL, 24VAC/DC, 3VA | 348
PXVC-PT | CONTROLLER,NH3,SUPERHEAT/SUBCOOL,24VAC/DC | 441
PXVC-T | PXVC, TEMPERATURE CONTROL,W/SENSOR 24VAC/DC, 3 VA | 380
PXVW60/1001 | PXVW60 3/4" SW PULSE WIDTH EXPANSION VALVE | 694
PXVW60/1002 | PXVW60 3/4" BW PULSE WIDTH EXPANSION VALVE | 694
PXVW60/1003 | PXVW60 7/8" ODS PULSE WIDTH EXPANSION VALVE | 694
PXVW60/1011 | PXVW60 1/2" SW PULSE WIDTH EXPANSION VALVE | 694
PXVW60/1012 | PXVW60 1/2" BW PULSE WIDTH EXPANSION VALVE | 694
PXVW60/1012-ACT | PXVW60 1/2" BW PULSE WIDTH EXPANSN VLV,ACT | 972
PXVW60/1013 | PXVW60 5/8" ODS PULSE WIDTH EXPANSION VALVE | 694
PXVW60/1022 | PXVW60 1" BW PULSE WIDTH EXPANSION VALVE | 694
PXVW60/1023 | PXVW60 1-1/8" ODS PULSE WIDTH EXPANSION VALVE | 694
RDR | REMOTE DIG READOUT FOR VLT 4-20MA INPUT 0-100%DISP | 727
SHA06 | TRANDR LVL PRB,DIGI 4-20MA,6"INSERT(HORZ RECR)HALO | 1167
SHA08 | TRANDR LVL PRB,DIG 4-20mA,8" INSERT(HORZ RECR)HALO | 1189
SHA12 | TRANS LVL PRB,DIG 4-20mA,12" INSERT (HORZ REC)HALO | 1233
SHA16 | TRANS LVL PRB,DIG 4-20mA,16" INSERT(HORZ RECR)HALO | 1304
SHA20 | TRANSD LVL PRB,DIG 4-20mA,19.2"INSERT(HOR REC)HALO | 1323
SHA24 | TRANSD LVL PRB,DIG 4-20mA,23.1"INSERT(HOR REC)HALO | 1381
SHAR20 | TRANS LVL PRB,DIG 4-20mA,20"INS,1-1/4"UNION CON,RL | 1349
SHP06 | TRANDR LVL PRB,0-5VOLT 6"INSERT(HORZ RECR)HALO | 913
SHP08 | TRANDR LVL PRB,0-5VOLT 8"INSERT(HORZ RECR)HALO | 935
SHP10 | TRANS LVL PRB,0-5V 10"INSERT LENGTH(HORIZ RECRV) | 956
SHP12 | TRANS LVL PRB,0-5V 12" INSERT LGTH(HORZ RECR)HALO | 980
SHP12X | TRANS LVL PRB 0-5V HOR RECV HALO ___ INSERTION | 1282
SHP14 | TRANS LVL PRB,0-5V 14" INSERT.LGTH(HOR.RECR)HALO | 1028
SHP14X | TRANS LVL PRB 0-5V HOR RECV HALO _____ INSERTION | 1304
SHP16 | TRANSD LVL PRB,0-5V 15.3 INSERT(HORZ RECR)HALO | 1050
SHP16X | LVL TRANSD PROBE___INSERT(HORZ RECR) HALO | 1324
SHP18 | TRANS LVL PRB,0-5V 18"INSERT LGTH(HORZ RECR)HALO | 1324
SHP20 | TRANSD LVL PRB,0-5V 19.2"INSERT(HORZ RECR)HALO | 1070
SHP24 | LVL TRANSD PRB,0-5V 23.1"INSERT(HORZ RECR)HALO | 1128
SHP24X | LVL TRANSD PROB.__ INSERT(HORZ RECR) HALO | 1711
SHP30 | TRANS LVL PRB,0-5V 30"INSERT LGTH(HORZ RCVR)HALO | 1458
SHPR06 | TRANS.LVL.PRB.6"INSERT,1-1/4"UNION CON,ROTALOCK | 940
SHPR08 | TRANS.LVL.PRB.8"INSERT,1-1/4"UNION CON,ROTALOCK | 961
SHPR10 | TRANS.LVL.PRB.10"INSERT,1-1/4"UNION CON,ROTALOCK | 984
SHPR12 | TRANS LVL PRB,12"INSERT,1-1/4"UNION CONN,ROTALOCK | 1007
SHPR12X | TRANS.LVL.PRB,__"INSERT,1-1/4"UNION CON.W/ROTALOCK | 1309
SHPR14 | TRANS.LVL.PRB.14"INSERT,1-1/4"UNION CON,ROTALOCK | 1055
SHPR16 | TRANS.LVL.PRB.16"INSERT,1-1/4"UNION CON,ROTALOCK | 1077
SHPR18 | TRANS.LVL.PRB.18"INSERT,1-1/4"UNION CON,ROTALOCK | 1349
SHPR20 | TRANS.LVL.PRB.20"INSERT,1-1/4"UNION CON,ROTALOCK | 1096
SHPR24 | TRANS LVL PRB,24"INSERT,1-1/4"UNION CONN,ROTOLOCK | 1155
SHPR30 | TRANS LVL PRB,30"INSRT,1-1/4"UNION CONN,ROTOLOCK | 1484
SPLF | SINGLE PT LVL SNSR,80MA NPN OUTPUT,10-30VDC INPUT, | 555
SPLN | SGLE PT LVL SENSOR,80MA NPN OUT,10-30VDC INPUT,NH3 | 555
SPSF-1 | SINGLE PT.LVL SWTH,HALO 10 AMP SPDT RLY,115V50/60H | 628
SPSF-2 | SINGLE PT LVL SWTCH,5AMP SPDT RLY,230V50/60HZ,HALO | 628
SPSN-1 | SINGLE PT LVL SWTCH,NH3 10 AMP SPDT RLY,115V50/60H | 628
SPSN-2 | SINGL PT LVL SWTCH,NH3 5AMP SPDT RELAY,230V50/60HZ | 628
SSHP06 | TRANS LVL PRB,0-5VOLT 6"INSERT,HVY-DTY(HOR.RECV) | 1204
SSHP08 | TRANS LVL PRB,0-5V 8"INSERT,HVY-DTY.HOR.RECV | 1226
SSHP10 | TRANS LVL PRB,0-5V 10"INSERT,HVY-DTY(HOR.RECV) | 1247
SSHP12 | TRANS LVL PRB,0-5V 12"INSERT,HVY-DTY(HOR.RECV) | 1271
SSHP16 | TRANS LVL PRB,O-5V 15.3"INSERT,HVY-DTY(HOR REC | 1341
SSHP18 | TRANS LVL PRB,0-5V 18" HEAVY DUTY (HOR. RECV) | 1614
SSHP20 | TRANS LVL PRB,0-5V 20"INSERT,HVY-DTY(HOR.RECV) | 1361
SSHP20X | TRANSDUCR LVL PRB,0-5V,"INSERT,HVY-DTY(HOR.RECV) | 1672
SSHP24 | TRANS LVL PRB,0-5V 24"INSERT,HVY-DTY(HOR.RECV) | 1419
SSVA36 | LEVEL PROBE,4-20mA,36"INSERT,HEAVY DUTY(VERT REC) | 1549
SSVA48 | LEVEL PROBE,4-20mA,48"INSERT,HEAVY DUTY(VERT REC) | 1607
SSVP36 | LEVEL PROBE,0-5V,36"INSERT,HEAVY DUTY(VERT.REC) | 1295
SSVP48X | LEVEL PROBE,0-5V,48"INS,HEAVY DUTY,(VERT RECR) | 1642
TS1 | TEMP SENSOR,NTC 10K,6.5' WIRE,2" X 1/4" OD | 31
TS2 | TEMP SENSOR, PXVC-PT | 95
VLT-02F | TECHNI-LVL PRB,4-20MA 20"ACTIVE LGTH,25"INSERT | 1571
VLT-02FX | TECHNI-LEVEL PROBE, 4-20 MA | 1944
VLT-02N | TECHNI-LEVEL PRB,4-20MA,NH3 20"ACT LGTH,25"INSERT | 1571
VLT-02NX | TECHNI-LEVEL PROBE, 4-20 MA | 1944
VLT-03F | TECHNI-LVL PRB,4-20MA 30"ACTIVE LGTH,35"INSERT | 1690
VLT-03FX | TECHNI-LEVEL PROBE, 4-20 MA | 2069
VLT-03N | TECHNI-LEVEL PRB,4-20MA,NH3 30"ACT LGTH,35"INSERT | 1690
VLT-03NX | TECHNI-LEVEL PROBE, 4-20 MA | 2069
VLT-04F | TECHNI-LVL PRB,4-20MA 40"ACTIVE LGTH,45"INSERT | 1815
VLT-04FX | TECHNI-LEVEL PROBE, 4-20 MA | 2191
VLT-04N | TECHNI-LEVEL PRB,4-20MA,NH3 40"ACT LGTH,45"INSERT | 1815
VLT-04NX | TECHNI-LEVEL PROBE, 4-20 MA | 2191
VLT-06F | TECHNI-LVL PRB,4-20MA 60"ACTIVE LGTH,65"INSERT | 1937
VLT-06FX | TECHNI-LEVEL PROBE, 4-20 MA | 2365
VLT-06N | TECHNI-LEVEL PRB,4-20MA,NH3 60"ACT LGTH,65"INSERT | 1937
VLT-06NX | TECHNI-LEVEL PROBE, 4-20 MA | 2365
VLT-08F | TECHNI-LVL PRB,4-20MA 80"ACTIVE LGTH,85"INSERT | 2111
VLT-08FX | TECHNI-LEVEL PROBE, 4-20 MA | 2603
VLT-08N | TECHNI-LEVEL PRB,4-20MA,NH3 80"ACT LGTH,85"INSERT | 2111
VLT-08NX | TECHNI-LEVEL PROBE, 4-20 MA | 2603
VLT-10F | TECHNI-LEVEL PRB,4-20 MA 100"ACT LGTH,105"INSERT | 2349
VLT-10FX | TECHNI-LEVEL PROBE, 4-20 MA | 2865
VLT-10N | TECHNI-LEVEL PRB,4-20MA,NH3 100"ACT,105"INSERT | 2349
VLT-10NX | TECHNI-LEVEL PROBE, 4-20 MA | 2865
VLT-12F | TECHNI-LEVEL PRB,4-20 MA 120"ACT LGTH,125"INSERT | 2611
VLT-12FX | TECHNI-LEVEL PROBE, 4-20 MA | 3949
VLT-12N | TECHNI-LVL PRB,4-20MA,NH3 120"ACT,125"INSERT | 2611
VLT-12NX | TECHNI-LEVEL PROBE, 4-20 MA | 3949
VLT-14F | TECHNI-LEVEL PRB,4-20 MA 144"ACT LGTH,149"INSERT | 3695
VLT-14N | TECH-LVL PRB,4-20 MA,NH3 144"ACT.,149"INSERT | 3695
VLT-14NX | TECHNI-LEVEL PRB,4-20MA _"ACT LGTH._"INSERT.LGTH. | 4597
VLT-16F | TECHNI-LEVEL PRB,4-20MA 168"ACT LGTH 173"INSERT | 4343
VLT-16N | TECHNI-LEVEL PROBE,4-20MA,NH3 168"ACT.LGTH.,173"IN | 4343
VLT-16NX | TECHNI-LVL PRB,4-20 MA __"ACT,__" INSERT. | 4950
VLTDR-02F | TECHNI-LVL PRB,4-20 MA W/READOUT,20"ACT.25"INSERT | 2119
VLTDR-02FX | TECHNI-LEVEL PROBE, 4-20 MA W/READOUT | 2492
VLTDR-02N | TECHNI-LVL PRB,4-20MA W/READOUT,20"ACT.25"INSERT | 2119
VLTDR-02NX | TECHNI-LEVEL PROBE, 4-20 MA W/READOUT | 2491
VLTDR-03F | TECHNI-LVL PRB,4-20MA W/READOUT,30"ACT.35"INSERT | 2238
VLTDR-03FX | TECHNI-LEVEL PROBE, 4-20 MA W/READOUT | 2617
VLTDR-03N | TECHNI-LVL PRB 4-20MA W/READOUT,30"ACT,35"INSERT | 2238
VLTDR-03NX | TECHNI-LEVEL PROBE, 4-20 MA W/READOUT | 2617
VLTDR-04F | TECHNI-LVL,PRB,4-20 MA W/READOUT,40"ACT,45"INSERT | 2363
VLTDR-04FX | TECHNI-LEVEL PROBE, 4-20 MA W/READOUT | 2739
VLTDR-04N | TECHNI-LVL,PRB,4-20MA W/READOUT,40"ACT,45"INSERT | 2363
VLTDR-04NX | TECHNI-LEVEL PROBE, 4-20 MA W/READOUT | 2739
VLTDR-06F | TECHNI-LVL PRB,4-20MA W/READOUT,60"ACT,65"INSERT | 2485
VLTDR-06FX | TECHNI-LEVEL PROBE, 4-20 MA W/READOUT | 2913
VLTDR-06N | TECHNI-LVL PRB,4-20MA W/READOUT,60"ACT,65"INSERT | 2485
VLTDR-06NX | TECHNI-LEVEL PROBE, 4-20 MA W/READOUT | 2913
VLTDR-08F | TECHNI-LVL PRB,4-20MA W/READOUT,80"ACT,85"INSERT | 2659
VLTDR-08FX | TECHNI-LEVEL PROBE, 4-20 MA W/READOUT | 3151
VLTDR-08N | TECHNI-LVL PRB,4-20MA W/READOUT,80"ACT.85"INSERT | 2659
VLTDR-08NX | TECHNI-LEVEL PROBE, 4-20 MA W/READOUT | 3151
VLTDR-10F | TECHNI-LVL PRB,4-20MA W/READOUT,100"ACT.105"INSER | 2897
VLTDR-10FX | TECHNI-LEVEL PROBE, 4-20 MA W/READOUT | 3413
VLTDR-10N | TECHNI-LVL PRB,4-20MA W/READOUT,100"ACT.105"INSERT | 2897
VLTDR-10NX | TECHNI-LEVEL PROBE, 4-20 MA W/READOUT | 3413
VLTDR-12F | TECHNI-LEVEL PRB,4-20MA W/READOUT,120"ACT.125"INSE | 3159
VLTDR-12FX | TECHNI-LEVEL PROBE, 4-20 MA W/READOUT | 4497
VLTDR-12N | TECHNI-LEVEL PRB,4-20MA W/READOUT,120"ACT,125"INSE | 3159
VLTDR-12NX | TECHNI-LEVEL PROBE, 4-20 MA W/READOUT | 4497
VLTDR-14F | TECHNI-LEVEL PRB,4-20 MA W/R-OUT,144"ACT.149"INSER | 4243
VLTDR-14N | TECHNI-LVL PRB,4-20MA,NH3 W/R-OUT,144"ACT.149"INSE | 4243
VLTDR-16F | TECHNI-LEVEL PRB,4-20 MA W/R-OUT,168"ACT.173"INSER | 4891
VLTDR-16N | TECH-LVL PRB,4-20MA,NH3 W/READOUT,168"ACT.173"INSE | 4891
VLTDR-16NX | TECHNI-LVL PRB 4-20MA,NH3 W/READOUT,_"ACT,_"INSERT | 5498
VPIF | VALVE POSITION INDICATOR FIELD INSTALLABLE | 641
VPM | VLV PKG FOR APM/NEAP WLD CONSTR,W/GAUGE VALVES | 1150
VPMF | VLV PKG FOR APMF CONSTRUCTION W/GAUGE VALVES | 1869
WBA | ANTI-SIPHON WATER BUBBLER FLUSH SYSTEM | 1799
WBSF | WATER BUBBLER ASSEMBLY FOR APF AUTO-PURGER | 1151
WCC | WATER CONDITIONING CARTRIDGE REPLACEMENT | 249
WCH | WATER CONDITIONING HOUSING FOR WCC,3/4"FPT | 360
WTE3 | ENCLOSURE,WATERTIGHT,NEMA4,PXVC | 173

## ACT
LP0320 LIST PRICE SCHEDULE
LIST PRICES SHOWN ARE FOR REFERENCE ONLY. FINAL PRICING & AVAILABLITY IS PER FACTORY.
(Use appropriate Technical Equipment Multiplier)
Item | Description | Price
70-0142ACT | #50 MALE ADAPTER RING, ACT (HCK) | 33
70-1052ACT | MS SOLENOID CONTROL MODULE,ACT | 172
75-0268ACT | FAR250 FEMALE ADAPTER RING,ACT | 127
75-1047ACT | KIT,ADPTR,3/4"-1-1/4"SING PORT,HA4A,HS4A,MVP,ACT | 220
75-1101ACT | M3O OUTLET PRESSURE CONTROL MODULE, RANGE B, ACT | 684
75-1103ACT | M3K RESEAT RELF CNTL MODULE(PILOT),RG A,ACT | 426
75-1126ACT | COMPACT PRES CNTRL MOD,RG A:0-150PSIG,ACT | 356
75-1432ACT | KIT, COVER STRAINER, MVP20-32, ACT | 78
78-0188E-ACT | ASSY,ST200 1/4" NPT SEN PORT,ACT,CATII,MODH,EF101 | 690
78-0189ACT | STRAINER ASSY,ST250,ACT,1/4" ANPT SENSING PORT | 915
78-0189E-ACT | ST250 1/4" ANPT SENS PT,ACT,CE-CATII,MOD.H,EF101 | 1007
AS150C-ACT | 1-1/2" REFRIG.SHUT-OFF VLV ANG,ACT,SW,SC | 441
AS150CE-ACT | 1-1/2"SHUTOFF VLV ANG,SW,SC,ACT,CAT II,MOD H EF107 | 441
AS150H-ACT | 1-1/2"NH3 SHUT-OFF VLV ANGLE,SW,HW,ACT | 441
AS200C-ACT | 2"REFRIGNT.SHUT-OFF VLV,ANGLE,SW,SC,ACT | 509
AS200CE-ACT | 2" ANGLE SHUT-OFF VL,SW,SC,ACT,CE-CATII,MODH,EF107 | 509
AS200H-ACT | 2" AMMONIA SHUT-OFF VALVE ANGLE,SW,HW | 509
AS251C-ACT | 2-1/2"REFRIG.SHUT-OFF VLV ANGLE,ACT,SW,SC | 683
AS251H-ACT | 2-1/2"NH3 SHUT-OFF VLV,ANGLE,SW,HW,ACT | 683
ASB050C-ACT | 1/2"SHUT-OFF VLV,ANGLE,ACT,BLT BONNET,SW,SC | 184
ASB050H-ACT | 1/2" SHUT-OFF VALVE,ANGLE,4BLT,ACT,SW,HW | 184
ASB075C-ACT | 3/4"SHUT-OFF VLV,ANGLE,BLT BONNT,SW,SC,ACT | 219
ASB075H-ACT | 3/4"SHUT-OFF VALVE,ANGLE,BOLTED BLT,ACT,SW,HW | 219
ASB100C-ACT | 1"SHUT-OFF VLV,ANGLE ,BLT BONNT,ACT,SW,SC | 230
ASB100H-ACT | 1"SHUT-OFF VLV,ANGLE,BOLTD BNT,SW,HW,ACT | 230
ASB125C-ACT | 1-1/4"SHUTOFF VLV,ANGLE ,BOLT BONNT,ACT,SW,SC | 317
ASB125CE-ACT | 1-1/4"SHUT-OFF,ANGLE,SW,SC,ACT,CATI MODA,EF106 | 317
ASB125H-ACT | 1-1/4"SHUTOFF VLV,ANGLE,BOLT BONT,SW,HW,ACT | 317
ASE050H-ACT | 1/2"SHUT-OFF VLV,ANG,EXT.NECK,BLT.BNT,ACT,SW,HW | 266
ASE075C-ACT | 3/4"SHUT-OFF VLV,ANG,EXT.NECK,BLT.BONNET,SC,ACT,SW | 303
ASE075H-ACT | 3/4"SHUT-OFF VLV,ANG,EXT.NECK,BLT.BONNET,ACT,SW | 303
ASE100H-ACT | 1"SHUT-OFF VALVE,ANGLE, EXT.NECK,BLT.BNT,ACT,SW,HW | 360
ASE125H-ACT | 1-1/4"SHUT-OFF VLV,ANG, EXT.NECK,BLT. BNT, ACT, SW | 449
ASE150H-ACT | 1-1/2"SHT-OFF VLV,ANG,EXT.NECK,BLT BONNET,SW,ACT | 596
ASE251H-ACT | 1/2"REFRIG.SHUT-OFF VLV ANGLE,THD,HW,ACT | 878
AT038C-ACT | 3/8"REFRIG SHUT-OFF VLV ANGLE,THREADED,SC,ACT | 154
AT051C-ACT | 1/2"REFRIG.SHUT-OFF VLV ANGLE,THD,SC,ACT | 158
AT051H-ACT | 1/2"REFRIG.SHUT-OFF VLV ANGLE,THD,HW,ACT | 158
AT076C-ACT | 3/4"REFRIG SHUT-OFF VLV,ANGLE,THD,SC,ACT | 180
ATB050C-ACT | 1/2"SHUT-OFF VLV,ANGLE,BLT BON,ACT,THD,SC | 182
ATB050H-ACT | 1/2"SHUT-OFF VALVE,ANGLE,BLTD,BON,THD,HW, ACT | 182
ATB075C-ACT | 3/4"SHUT-OFF VLV,ANGLE ,BLTD BON,ACT,THD,SC | 218
ATB075H-ACT | 3/4"SHUT-OFF VLV,ANGLE,BLT BONN,THD,HW,ACT | 218
ATB100C-ACT | 1"SHUT-OFF VLV,ANGLE,BLT BONNET,THD.,SC,ACT | 228
ATE100H-ACT | 1" SHUT-OFF VLV,ANGLE,EXT.NECK,BLT.BNT, ACT,THD,HW | 358
AW1000C-ACT | 10"REFRIG.SHUT-OFF VALVE ANGLE,ACT,BW,SC | 11523
AW1000H-ACT | 10"NH3 SHUT-OFF VALVE, ANGLE,ACT,BW,HW | 11523
AW1200C-ACT | 12"REFRIG.SHUT-OFF VALVE ANGLE,ACT,BW,SC | 16801
AW1200H-ACT | 12"NH3 SHUT-OFF VALVE,ANGLE,ACT,BW,HW | 16801
AW1400H-ACT | 14"NH3 SHUT-OFF VALVE,ANGLE,ACT,BW,HW | 33686
AW1600H-ACT | 16" REFRIG.SHUT-OFF VLV,ANGLE,ACT,BW,HW | 46584
AW1800H-ACT | 18" REFRIG.SHUT-OFF VLV,ANGLE,ACT,BW,HW | 56568
AW200C-ACT | 2" REF SHUT-OFF VLV ANGLE,BW,SEAL CAP,ACT | 527
AW200CE-ACT | 2"SHUT-OFF ANG,BW,SC,ACT CE-CATII MOD H EF107 | 527
AW200H-ACT | 2" AMMONIA SHUT-OFF VALVE ANGLE,ACT,BW,HW | 527
AW251C-ACT | 2-1/2"REFRIG SHUT-OFF VLV ANGLE,BW,SC,ACT | 700
AW251CE-ACT | 2-1/2"SHUTOFF ANGLE,BW,SC,ACT,CE-CAT II,MODH EF107 | 700
AW251H-ACT | 2-1/2"NH3 SHUT-OFF VALVE ANGLE,ACT,BW,HW | 700
AW301C-ACT | 3"REFRIG SHUT-OFF VALVE ANGLE,ACT,BW,SC | 1014
AW301CE-ACT | 3" ANG SHUT-OFF,BW,SC,ACT,CE-CATII MODH EF107 | 1014
AW301H-ACT | 3" AMMONIA SHUT-OFF VALVE ANGLE,ACT,BW,HW | 1014
AW402C-ACT | 4"REFRIG SHUT-OFF VLV ANGLE,WELDED,SC,ACT | 1312
AW402CE-ACT | 4" ANG SHUT-OFF VLV,BW,SC,ACT,CE-CATII MOD H EF107 | 1312
AW402H-ACT | 4" AMMONIA SHUT-OFF VLV ANGLE,BW,HW,ACT | 1312
AW500C-ACT | 5" REFRIG. SHUT-OFF VALVE ANGLE, WELDED, ACT, SC | 2214
AW500H-ACT | 5" AMMONIA SHUT-OFF VALVE ANGLE,ACT,BW,HW | 2214
AW600H-ACT | 6" AMMONIA SHUT-OFF VALVE ANGLE,BW,HW,ACT | 2560
AW800H-ACT | 8" AMMONIA SHUT-OFF VLV ANGLE,ACT,BW,HW | 5427
AWB050C-ACT | 1/2" SHUT-OFF VLV,ANG,BLT.BNT,BW,SC,ACT | 201
AWB100H-ACT | 1" SHUT-OFF VLV,ANGLE,ACT,HW,BW,4BOLT | 250
AWE251H-ACT | 2-1/2"NH3 SHUT-OFF,ANGLE,EXT NECK,BW,HW,ACT | 897
AWE402H-ACT | 4" SHUT-OFF VLV,ANGLE,EXT.NECK,BW,HW,ACT | 1599
EZB/250-ACT | EZ-SRV CARTRIDGE RELIEF VLV, BARE,ACT | 315
EZB/250-BT1-ACT | EZ-SRV CARTRIDGE RELF VLV,1/2" MPT,ACT,W/FTG | 475
EZB/250-BT2-ACT | EZ-SRV CART RELF VLV,3/4" MPT,ACT,W/FTG | 555
EZB/250-BW1-ACT | EZ-SRV CARTRIDGE RELF VLV,1/2" BW,ACT,W/FTG | 0
EZB/250-BW2-ACT | EZ-SRV CARTRIDGE RELIEF VLV,3/4" BW,ACT,W/FTG | 555
EZB/300-ACT | EZ-SRV CARTRIDGE RELF VLV,BARE,ACT | 315
EZB/300-BW1-ACT | EZ-SRV CARTRIDGE RELF VLV,1/2" BW,ACT,W/FTG | 475
EZB/300-BW2-ACT | EZ-SRV CARTRIDGE RELF VLV,3/4" BW,ACT,W/FTG | 555
EZB/400-ACT | EZ-SRV CARTRIDGE RELF VLV,BARE,ACT | 315
EZB/400-BW1-ACT | EZ-SRV CARTRIDGE RELF VLV,1/2" BW,W/FTG,ACT | 475
EZB/400-BW2-ACT | EZ-SRV CARTRIDGE RELF VLV,3/4" BW,ACT,W/FTG | 555
EZC/225-BW2-ACT | EZ-SRV CARTRIDGE RELF VLV,3/4" BW,ACT,W/FTNG | 610
EZC/250-ACT | EZ-SRV CARTRIDGE RELIEF VLV, BARE,ACT | 367
EZC/250-BW2-ACT | EZ-SRV CARTRIDGE RELF VLV,3/4" BW,ACT,W/FTG | 610
EZC/300-ACT | EZ-SRV CARTRIDGE RELIEF VLV, BARE,ACT | 367
EZC/300-BW2-ACT | EZ-SRV CARTRIDGE RELF VLV,3/4" BW,ACT,W/FTG | 610
EZLQ/100-ACT | EZ-SRV LIQUID CARTRDG RLF VLV,BARE,ACT | 304
EZLQ/100-BW2-ACT | EZLQ LIQUID RELIEF VALVE,3/4" BW,ACT,W/FTG | 546
EZLQ/50-ACT | EZ-SRV LIQD CART RLF VLV,BARE,ACT | 304
EZLQ/50-BW1-ACT | EZLQ LIQUID RELF VLV,1/2" BW,ACT,W/FTG | 463
EZLQ/50-BW2-ACT | EZLQ LIQUID RELF VLV, 3/4" BW W/ FITTING, ACT | 546
GS150C-ACT | 1-1/2" REFRIG SHUT-OFF VLV,GLOBE,ACT,SW,SC | 441
GS150CE-ACT | 1-1/2"SHUT-OFF VLV GLB,SW,SC, ACT CE-CATII,MODH,EF | 441
GS150H-ACT | 1-1/2"NH3 SHUT-OFF VALVE GLOBE,ACT,SW,HW | 441
GS150HS-ACT | 1-1/2" GLB SHUT-OFF VLV.SW,HW,ACT,SS PACK NUT | 497
GS200C-ACT | 2" REFRIG. SHUT-OFF VALVE GLOBE,ACT,SW,SC | 509
GS200CE-ACT | 2" SHUT-OFF VLV GLB,SW,SC,ACT,CE-CATII,MODH,EF107 | 509
GS200H-ACT | 2" AMMONIA SHUT-OFF VALVE GLOBE,ACT,SW,HW | 509
GS251C-ACT | 2-1/2"REFRIG.SHUT-OFF VLV GLOBE,SW,SC,ACT | 683
GS251CE-ACT | 2-1/2"SHUT-OFF VLV GLB,SW,SC,ACT,CATII,MODH,EF107 | 683
GS251H-ACT | 2-1/2"NH3 SHUT-OFF VALVE GLOBE,ACT,SW,HW | 683
GSB051C-ACT | 1/2"SHUT-OFF VLV,GLB,BLT.BONNET,ACT,SW,SC,T-STYLE | 184
GSB051H-ACT | 1/2"SHUT-OFF VLV,GLB,BLT.BONNET,SW,HW,ACT,T-STYLE | 184
GSB076C-ACT | 3/4"SHUT-OFF VLV,GLB,BLT.BONNET,ACT,SW,SC,T-STYLE | 219
GSB076H-ACT | 3/4"SHUT-OFF VLV,GLB.,BLT.BONNET,SW,ACT,HW,T-STYLE | 219
GSB076HS-ACT | 3/4"GLB.SHUT-OFF,T-STY,BLT.BNT,SW,HW,ACT,SS NUT | 270
GSB101C-ACT | 1"SHUT-OFF VLV,GLB,BLT.BONNT,T-STY,ACT,SW,SC | 230
GSB101H-ACT | 1"SHUT-OFF VLV,GLB,T-STYLE,BLT.BONNET,ACT,SW,HW | 230
GSB126C-ACT | 1-1/4"SHUT-OFF VLV,GLB,T-STYLE,BLT.BONNT,ACT,SW,SC | 317
GSB126H-ACT | 1-1/4"SHUT-OFF VLV,GLB,T-STYLE,BLT.BNT,ACT,SW,HW | 317
GSE051H-ACT | 1/2" SHUT-OFF VLV,GLB.EXT.NCK,BLT.BNT,T-STYL,ACT,S | 266
GSE076H-ACT | 3/4" SHUT-OFF GLOBE.EXT.NECK,ACT,SW,HW | 303
GSE101C-ACT | 1"SHUT-OFF VLV,GLB.EXT.NCK,BLT.BNT,ACT,T-STY,SW,SC | 360
GSE101H-ACT | 1"SHUT-OFF VLV,GLB,EXT.NCK,ACT,BLT BNT,T-STY,SW,HW | 360
GSE126H-ACT | 1-1/4" SHUT-OFF VLV,GLOBE,EXT.NCK,ACT,SW,HW | 449
GSE150C-ACT | 1-1/2"SHUT-OFF VLV,GLB,EXT.NECK,ACT,T-STYLE,SW,SC | 596
GSE150H-ACT | 1-1/2"SHUT-OFF VLV,GLB,EXT.NECK,ACT,T-STY,SW,HW | 596
GSE200H-ACT | 2"SHUT-OFF VLV,GLB,EXT.NCK,BLT.BNT,ACT,T-STYL SW | 666
GSE251H-ACT | 2-1/2" SHUT-OFF,GLOBE. EXT.NCK, SW,HW, ACT | 878
GT038C-ACT | 3/8"REFRIG SHUTOFF VLV GLOBE,ACT,THD,SEAL CAP | 154
GT038H-ACT | 3/8"NH3 SHUT-OFF VALVE GLOBE,THREADED, ACT, HW | 154
GT051C-ACT | 1/2"REFRIG SHUT-OFF VLV GLOBE,THD,ACT,SEAL CAP | 158
GT051H-ACT | 1/2"NH3 SHUT-OFF VLV,GLOBE,THD,HW,ACT | 158
GT076H-ACT | 3/4"NH3 SHUT-OFF VLV GLOBE,THD,ACT,HANDWHEEL | 180
GTB051C-ACT | 1/2" SHUTOFF VLV,GLOBE SC,T-STYL,ACT,THD,4-BOLT | 182
GTB051H-ACT | 1/2" SOV,THD,T-STYLE GLOBE HW,ACT,4-BOLT | 182
GTB076C-ACT | 3/4"SHUT-OFF VLV,GLOBE SC THD,ACT,T-STYLE,4-BOLT | 218
GTB076H-ACT | 3/4" SOV,THD,T-STYLE GLOBE HW,4-BOLT,ACT | 218
GTB101C-ACT | SHUT-OFF VLV,1" GLOBE,T-STYLE,SC,ACT,THD,4-BOLT | 228
GTB101H-ACT | 1" SHUT-OFF VLV,GLOBE,T-STYLE,HW,ACT,THD,4-BOLT | 228
GTE051H-ACT | 1/2" SHT-OFF VLV,GLB,EXT.NECK,ACT,T-STYLE,THD.HW | 264
GTE076H-ACT | 3/4"SHT-OFF VLV,GLB.EXT.NECK,T-STY,THD,ACT,HW | 302
GW1000CE-ACT | 10" GLB SHUT-OFF VLV,SC,ACT CE-CAT III,MOD H,EF108 | 12446
GW1000H-ACT | 10" REFRIG. SHUT-OFF VLV,GLOBE,ACT,BW,HW | 12446
GW1200C-ACT | 12" REFRIG. SHUT-OFF VALVE,GLOBE,BW,SC,ACT | 18138
GW1400H-ACT | 14" REFRIG. SHUT-OFF VLV,GLOBE,ACT,BW,HW | 36397
GW200C-ACT | 2"REFRIG SHUT-OFF VALVE GLOBE,ACT,BW,SC | 527
GW200CE-ACT | 2"(50MM)SHUT-OFF,GLB,BW,SC,ACT,CATII,MODH,EF107 | 527
GW200H-ACT | 2" AMMONIA SHUT-OFF VLV,GLOBE,BW,HW,ACT | 527
GW251C-ACT | 2-1/2"REFRIG SHUT-OFF VLV GLOBE,ACT,BW,SC | 700
GW251H-ACT | 2-1/2"NH3 SHUT-OFF VLV,GLOBE,ACT,BW,HW | 700
GW301C-ACT | 3"REFRIG SHUT-OFF VLV,GLOBE,ACT,BW,SC | 1014
GW301H-ACT | 3" AMMONIA SHUT-OFF VALVE GLOBE,ACT,BW,HW | 1014
GW402C-ACT | 4"REFRIG SHUT-OFF VLV,GLOBE,BW,SC,ACT | 1312
GW402H-ACT | 4" AMMONIA SHUT-OFF VLV GLOBE,BW,HW,ACT | 1312
GW500H-ACT | 5"AMMONIA SHUT-OFF VLV GLOBE,ACT,BW,HW | 2388
GW600C-ACT | 6" REFRIG. SHUT-OFF VLV,GLOBE,ACT,BW,SC | 2765
GW600H-ACT | 6" REFRIG. SHUT-OFF VALVE GLOBE,ACT,BW,HW | 2765
GW800CE-ACT | 8" SOV,GLOBE,BW,SC,ACT CE-CAT III,MOD H EF108 | 5860
GW800H-ACT | 8" REFRIG. SHUT-OFF VALVE GLOBE,ACT,BW,HW | 5860
GWB051H-ACT | 1/2" SHUTOFF VLV,GLOBE,HW,BW,ACT,T-STYLE,4-BOLT | 201
GWB076C-ACT | 3/4" SHUTOFF VLV,T-STY GLOBE,SC,BW,ACT,4-BLT | 238
GWB076H-ACT | 3/4" SHUTOFF VLV,T-STYLE GLOBE,HW,BW,ACT,4-BOLT | 238
GWB101C-ACT | SHUT-OFF VLV,T-STYLE GLOBE SC 1" BW,ACT,4-BLT | 250
GWE251H-ACT | 2-1/2" SHUT-OFF VLV,GLB,EXT NECK T-STYLE,ACT,BW,HW | 897
GWE301H-ACT | 3" SHUT-OFF VLV,GLB.EXT.NECK,T-STYLE,BW,ACT,HW | 1223
GWE400H-ACT | 4" SHUT-OFF VLV,GLOBE,EXT.NECK,BW,HW,ACT | 1599
H1100-ACT | SEE-LVL LIQ IND,CLEALENS,CE-CAT.II,MOD.H,EF110,ACT | 223
H1100-RN-ACT | SEE-LEVEL LIQ./FST SHLD,ACT,CE-CAT.II,MOD.H,EF110 | 266
H1100C-ACT | SEELVL LIQ.CLR LENS SAD.MIL HS,ACT,CATII,MODHEF110 | 245
H1100C-R-ACT | SEE-LVL LIQ W/SAD.MILLED HSG,ACT,CATII,MODH,EF110 | 245
H1100C-RN-ACT | SEELVL LIQ IND.SDL HSG/FRTSLD,ACT,CATII.MODH,EF110 | 288
H5601/150-ACT | NH3 PRESSURE-RELIEF VLV 1/2"X 1",SET@150 PSI,ACT | 258
H5601/250-ACT | NH3 PRESSURE-RELIEF VLV 1/2"X1",SET@250 PSI,ACT | 258
H5601/275-ACT | NH3 PRESSURE RELF VLV 1/2 X 1",ACT,SET@275PSI,ACT | 258
H5601/H-ACT | AMMONIA PRESSURE-RELIEF VALVE 1/2" X 1",ACT | 258
H5601/HE-ACT | PRESS.RELF,1/2"X 1" CE-CAT.IV,MOD B & D,EF 104,ACT | 258
H5602/150-ACT | NH3 PRESSURE-RELIEF VLV 3/4"X1",ACT,SET@150 PSI | 347
H5602/225-ACT | NH3 PRESSURE RELF VLV 3/4" X 1" SET@ 225 PSI,ACT | 347
H5602/275-ACT | NH3 PRESSURE RELF VLV,3/4"X1",SET@275 PSI,ACT | 347
H5602/H-ACT | AMMONIA PRESSURE-RELIEF VALVE 3/4" X 1",ACT | 347
H5602/HE-ACT | NH3 RELF VLV,3/4" X 1",ACTCAT.IV,MOD B & D,EF104 | 347
H5602/LE-ACT | ACT-PRESS.RELF.VLV.3/4"x1" CE.CAT.IV,MOD.B&D,EF104 | 347
H5602R/150-ACT | NH3 PRESS-RELF VLV,RED.CAP. 3/4" x 1",ACT,SET@150# | 347
H5602R/200-ACT | NH3 PRESS RLF VLV,RED.CAP,3/4" X 1",ACT,SET@200# | 347
H5602R/250-ACT | NH3 PRESS-RLF VLV,RED.CAP 3/4" X 1",ACT,SET@250# | 347
H5602RD/HE-ACT | DUAL PRSSRLF VLV,3/4X1,CE,CAT.IV MOD B&D EF104,ACT | 839
H5613/250-ACT | NH3 PRES RLF VLV,1"X1-1/4",SET@250PSI,ACT | 542
H5613/LE-ACT | PRESS. RLF 1/2" X 3/4",ACT,CAT.IV,MOD.B&D,EF104 | 542
H5613D/250-ACT | DUAL PRESS-RLF VLV KIT,ACT,1"X1-1/4",NH3,SET@250# | 1639
H5632R/200-ACT | RELIEF VALVE,REDUCED,3/4"X1",ACT,SET @200# | 333
H8021-ACT | 1/2"(13MM)3-WAY DUAL SOV,1/2" FPT,ACT | 293
H8021S-ACT | 1/2"(13MM)3-WAY DUAL SOV,ACT,1/2" SW CONN | 353
H8021W-ACT | 1/2"(13MM)3-WAY DUAL SHUT-OFF VLV,1/2" BW,ACT | 353
H8022-ACT | 3/4"(20MM)3-WAY DUAL SOV,ACT,3/4" FPT CONN | 308
H8022S-ACT | 3/4"(20MM)3-WAY DUAL SOV,ACT,3/4" SW CONN | 368
H8022W-ACT | 3/4"(20MM)3-WAY DUAL SOV,ACT,3/4" BW CONN | 368
H8024-ACT | 1"(25MM)3-WAY DUAL SOV 1"FPT CONN,ACT | 487
H8025-ACT | 1-1/4"(32mm)3-WAY SHUT-OFF VLV,ACT,CATI,MODA,EF106 | 679
H8025W-ACT | 1-1/4",3-WY SHTFF,1-1/4"BW,ACT,CAT I,MODA,EF106 | 816
H9490-ACT | 1/4"TRANSDUCER VLV,ANGLE,MPT X FPT,ACT,SS STEM,SC | 166
HA2AK-11-ACT | SMALL BACK PRESS REG,HIGH CAP,RG.A,ACT | 524
HA2B-11-ACT | 5/32" SMALL BACK PRESS REG.RG A,ACT | 336
HA2B-13-ACT | 5/32" SMALL BACK PRESS REG.RG B,ACT | 336
HA2BK-11-ACT | 5/32" SMALL RESEAT RLF REG,RG A,ACT | 419
HA2BK-13-ACT | 5/32" SMALL RESEAT RELF REG,RG.B,ACT | 419
HA2BK-16-ACT | 5/32" SMALL RESEAT RELF REG,RG.D,ACT | 419
HA4A/01-ACT | 3/4" (20MM) PRESSURE REGULATOR RG A,ACT | 523
HA4A/41-ACT | 1-1/2" (40MM) PRESSURE REG,RG.A,ACT | 1244
HA4A/51-ACT | 2" (50MM) PRESSURE REG,RG A,ACT | 1445
HA4A/61-ACT | 2-1/2"(65MM)PRESSURE REG,RG.A,ACT | 1851
HA4A/B1-ACT | 3/4"(20MM)PRES REG 50% RED PORT, ACT, RG A | 523
HA4AB/01-ACT | 3/4"(20MM) PRESS REG,WIDE OPEN,RG.A,ACT | 894
HA4AB/31-ACT | 1-1/4"(32MM)REG,WIDE OPEN FEATURE,RG A,ACT | 1239
HA4AB/41-ACT | 1-1/2"(40MM)REG,WIDE OPEN FEATURE,RG A,ACT | 1615
HA4AB/51-ACT | 2"(50MM)PRESS REG,WIDE OPEN,RG A,ACT | 1816
HA4AD/31-ACT | 1-1/4"(32MM)DUAL PRESSURE REG. RANGE A/A,ACT | 1635
HA4AD/41-ACT | 1-1/2"(40MM)DUAL PRESSURE REG,RG A/A,ACT | 2011
HA4AD/51-ACT | 2"(50MM)DUAL PRESSURE REG,RG. A/A,ACT | 2212
HA4ADQ/21-ACT | 1"(25MM)ELECT DUAL REG. Q1:0-87 PSIG,RG.A,ACT | 1548
HA4AK/01-ACT | 3/4"(20MM)RESEATING RELIEF REG RG. A,ACT | 606
HA4AK/21-ACT | 1"(25MM)RESEATING RELIEF REG,RG.A,ACT | 737
HA4AK/31-ACT | 1-1/4"(32MM) RESEATING RELIEF REG,RG.A,ACT | 951
HA4AK/41-ACT | 1-1/2"(40MM)RESEAT RELIEF REG,RG A,ACT | 1327
HA4AK/51-ACT | 2"(50MM) RESEATING RELIEF REG. RG A,ACT | 1528
HA4AK/61-ACT | 2-1/2"(65MM) RESEATING RELIEF REG,RG A,ACT | 1934
HA4AK/A1-ACT | 3/4"(20MM)RESEAT RELF REG,25%RED,RG.A,ACT | 606
HA4AK/B1-ACT | 3/4"(20MM)RESEAT RELIEF REG 50%RED PORT, ACT RG A | 606
HA4AO/71-ACT | 3"(80MM) OUTLET PRESS REG RG V,ACT | 3005
HA4AOS/01-ACT | 3/4"(20MM)OUTLET REG,W/ELECT SO,RG V,ACT | 1280
HA4AOS/51-ACT | 2"(50MM)OUTLET REG,ELECTRIC SO,RG.V,ACT | 2202
HA4AOS/61-ACT | 2-1/2"(65MM)OUTLET REG,ELECT SO,RG V,ACT | 2608
HA4AOS/61E-ACT | OUTLET REG,65MM,ELEC.SO,ACT,CE-CAT.Il,MOD.H,EF101 | 2608
HA4AOS/83-ACT | 4"(100MM)OUTLET REG.W/ELECTRIC SHUT-OFF, ACT,RG B | 4654
HA4AS/01-ACT | 3/4"(20MM) REG. ELECTRIC SHUT-OFF,RG A,ACT | 894
HA4AS/21-ACT | 1"(25MM) PRESS REG,ELECT SO,RG A,ACT | 1025
HA4AS/41-ACT | 1-1/2"(40MM)PRESS REG,ELECT SO,RG. A,ACT | 1552
HA4AS/51-ACT | 2"(50MM) PRES REGULATOR,ELECT. SO,RG.A,ACT | 1816
HA4AS/51E-ACT | 2"PRESS REG,ELEC SO,RG.A,ACT,CE-CAT.II,MOD H,EF101 | 1816
HA4W/0101-ACT | 3/4"(20mm) PRESS REG.WELD IN LINE,RG A,ACT,3/4"SW | 765
HA4W/61-ACT | 6"(150MM)PRESS. REG,RG.A,BW,ACT | 11825
HA4W/8182-ACT | 4"(100MM)PRESS REG WELDIN RG A,ACT,4" BW CONN | 4736
HA4WB/5151-ACT | 2"(50MM)WIDE OPEN, RGA, WELD-IN SW 2" CON, ACT | 2238
HA4WD/4141-ACT | 1-1/2"(40MM)DUAL PRESS REG,RG A,ACT,WELD IN LINE | 2389
HA4WD/51-ACT | 5"(125MM)DUAL PRESS REG. BW END,RG.A/A,ACT | 7732
HA4WD/61-ACT | 6"(150MM)DUAL PRES REG. BW END,RG.A/A,ACT | 12592
HA4WD/6161-ACT | 2-1/2"(65MM) DUAL PRESS REG,WELD-IN,ACT,2-1/2" SW | 3219
HA4WD/7172-ACT | 3"(80MM) DUAL PRESSURE REG WELD-IN,ACT,3" BW CONN | 4151
HA4WD/8182-ACT | 4"(100MM)DUAL PRESS REG,RG A/A,WELD-IN,ACT,4" BW | 5692
HA4WK/0101-ACT | 3/4"(20mm)RESEAT RLF RG.A,WELD IN,ACT,3/4"SW CON | 848
HA4WO/53-ACT | 5"(125MM)OUTLET PRESSURE REG,RG B,ACT | 7351
HA4WO/8382-ACT | 4"(100MM)OUT PRESS REG RG.B,ACT,4" BW CONN | 5311
HA4WOS/2121-ACT | 1"(25mm)OULET ELEC RG.V WELD IN,ACT,1" SW CONN | 1690
HA4WS/6161-ACT | 2-1/2"(65MM)REG,ELEC,RG.A,WELD-IN,ACT,2-1/2"SW | 2823
HA4WS/7172-ACT | 3"(80mm)PRESS REG.RG.A,ELEC.WELDIN,ACT,3"BW CONN | 3755
HCK1/0-ACT | 3/4" (20MM) PISTON CHECK VLV,ACT | 412
HCK1/2-ACT | 1" (25MM) PISTON CHECK VALVE, ACT | 438
HCK1/4-ACT | 1-1/2" (40MM) PISTON CHECK VALVE,ACT | 844
HCK1/5-ACT | 2"(50MM) PISTON CHECK VLV,ACT | 914
HCK1/5E-ACT | 2"(50MM)PISTON CHECK VLV,ACT,CE.CAT.II,MOD.H,EF101 | 914
HCK1W-10/0001-ACT | 3/4"(20MM)PISTON CHK VLV WELD,ACT,3/4"SW,10#SPRING | 653
HCK1W-5/0001-ACT | 3/4"(20MM)PISTON CHK VLV WELD,ACT,3/4"SW,5#SPRING | 653
HCK1W/0001-ACT | 3/4"(20MM)PISTON CHK VLV WELDIN,ACT,3/4"SW CONN | 653
HCK1W/7072-ACT | 3" (80MM) HCK1W WELD IN LINE,ACT,3" BW CONN | 2347
HCK2/4E-ACT | 1-1/2"(40MM)GAS PWD CHK.VLV,ACT,CATII,MODH,EF101 | 992
HCK2/5-ACT | 2"(50MM)GAS PWR SUC.STOP VLV,ACT,1/2"SW DISC STR | 1059
HCK2/6-ACT | 2-1/2"(65MM)GAS POW.SUC.STP VLV,ACT1/2"SW DISC STR | 1423
HCK2/8-ACT | 4"(100MM)GAS PWRD SUC.STOP VLV,ACT,1/2"SW DISC STR | 2769
HCK2W/7072-ACT | 3"(80MM)GAS CHECK VALVE,3" BW CONN,ACT | 2574
HCK4-1-ACT | 4"(100MM)FLG.IN-LINE CHK VLV, ACT | 0
HCK4-2-10-ACT | 5/8" FLNGD IN-LINE CHECK VLV,ACT,10 PSIG SPRING | 145
HCK4-2-18-ACT | 5/8" FLANGED IN LINE CHECK VLV,ACT,18 PSID SPRING | 145
HCK4-2-ACT | 5/8"(16MM)FLANGED IN-LINE CHECK VLV,ACT | 145
HCK4-3-ACT | 3/4"(20MM)FLANGD IN-LINE CHECK VLV,ACT | 156
HCK4-4-ACT | 1" (25MM) FLANGED IN-LINE CHECK VLV,ACT | 213
HCK4-5-ACT | 1-1/4"(32MM)IN-LINE CHECK VLV,ACT | 311
HCK4-7-ACT | 1-1/2"(40MM)FLG IN-LINE CK VLV,ACT | 392
HCK4-8-ACT | 2"(50MM)FLG IN-LINE CHK VLV,ACT,CAT.II,MOD.H,EF101 | 453
HCK5D/4-ACT | 1-1/2"(40MM)SELF-EQ GAS SUC.STOP VLV,ACT,1/2"SW | 1761
HCK5D/4E-ACT | 1-1/2"(40mm) SELF EQU GAS SUC, ACT, CE-CATII,MODH, | 1761
HCK5D/5-ACT | 2"(50MM) SELF-EQ GAS SUC.STOP VLV,ACT,1/2"SW | 1827
HCK5D/5E-ACT | 2"(50MM)SELF-EQ GAS SUC,ACT,CE-CATII,MOD H,EF101 | 1827
HCK5D/6-ACT | 2-1/2"(65MM)SELF-EQ GAS SUC.STOP VLV,ACT,1/2"SW | 2179
HCK5D/6E-ACT | 2-1/2"(65mm)SELF EQU SUC STOP, ACT,CE-CATII MODH E | 2179
HCK5D/7-ACT | 3"(80MM) SELF-EQ GAS SUC.STOP,ACT,1/2"SW DISC STR | 2559
HCK5DW/4041-ACT | 1-1/2"(40MM)SLF-EQ.SUC.STOP,ACT,WELD-IN,1-1/2"SW | 2148
HCK5DW/5051-ACT | 2"(50MM)SELF-EQ GAS SUC.STOP VLV,ACT,WELD-IN-LINE | 2257
HCK5DW/6061-ACT | 2-1/2"(65MM)SLF-EQ. GAS SUC.STOP VLV WELD-IN,ACT | 2787
HCK5DW/7072-ACT | 3"(80MM)SELF-EQ. GAS SUC.STOP VLV WELD-IN,ACT | 3319
HCK5DW/8082-ACT | 4"(100MM)SELF-EQ. GAS SUC.STOP VLV,ACT,WELD-IN-LIN | 4797
HKN050/050-ACT | #050 FLANGE,1/2" WN KIT,ACT | 90
HKN100/075-ACT | #100 FLANGE,3/4" WN KIT,ACT | 111
HKN100/100-ACT | #100 FLANGE,1" WN KIT,ACT | 111
HKN200/150-ACT | #200 FLANGE, 1-1/2" WN KIT, ACT | 159
HKN200/200-ACT | #200 FLANGE,2" WN KIT,ACT | 159
HKN250/250-ACT | #250 FLANGE,2-1/2" WN KIT,ACT | 263
HKN300/300-ACT | #300 FLANGE,3" WN KIT,ACT | 333
HKS050/050-ACT | #050 FLANGE, 1/2" SW KIT,ACT | 63
HKS050/075-ACT | #050 FLANGE, 3/4" SW KIT,ACT | 63
HKS100/075-ACT | #100 FLANGE, 3/4" SW KIT,ACT | 80
HKS100/100-ACT | #100 FLANGE,1" SW KIT,ACT | 80
HKS100/125-ACT | #100 FLANGE,1-1/4" SW KIT,ACT | 80
HKS100/150-ACT | #100 FLANGE, ACT, 1-1/2" SW KIT | 80
HKS200/150-ACT | #200 FLANGE, 1-1/2" SW KIT,ACT | 127
HKS200/200-ACT | #200 FLANGE, 2" SW KIT,ACT | 127
HKS250/250-ACT | #250 FLANGE,2-1/2" SW KIT,ACT | 219
HKS300/300-ACT | #300 FLANGE,3" SW KIT,ACT | 248
HKS400/400-ACT | #400 FLANGE, 4" SW KIT,ACT | 380
HKT050/037-ACT | #050 FLANGE,3/8" FPT KIT,ACT | 63
HKT050/050-ACT | #050 FLANGE,1/2" FPT KIT,ACT | 63
HKT050/075-ACT | #050 FLANGE, 3/4" FPT KIT, ACT | 63
HKT100/075-ACT | #100 FLANGE,3/4" FPT KIT,ACT | 80
HKT100/100-ACT | #100 FLANGE,1" FPT KIT,ACT | 80
HS2/1-ACT | 5/32" SOLEND VLV,REF,ACT,1/4" THREADED END CONN | 259
HS2F/1-ACT | 5/32" SOLENOID VLV,FLGD,ACT | 213
HS4A/0-ACT | 3/4"(20MM)SOLENOID VLV,ACT,FOR REFRIGERANT | 546
HS4A/2-ACT | 1"(25MM)SOLENOID VLV FOR REFGRT,ACT | 714
HS4A/3-ACT | 1-1/4"(32MM)SOLENOID VLV,ACT,FOR REFRIGERANT | 898
HS4A/4-ACT | 1-1/2"(40MM)SOLENOID VLV FOR REFRIGRNT,ACT | 1280
HS4A/5-ACT | 2"(50MM)SOLENOID VLV FOR REFRIGNT,ACT | 1427
HS4A/5E-ACT | 2"(50MM)SOLENOID VALVE,ACT CE-CAT.II,MOD.H,EF101 | 1427
HS4A/6-ACT | 2-1/2"(65MM)SOLENOID VLV FOR REFRIGRNT,ACT | 1949
HS4A/7-ACT | 3"(80MM) SOLENOID VLV FOR REFRIGERNT,ACT | 2940
HS4D/4-ACT | 1-1/2"(40mm) 2-STEP SOLENOID VLV,ACT | 1843
HS4D/5-ACT | 2"(50mm) 2-STEP SOLENOID VALVE,ACT | 2112
HS4D/6-ACT | 2-1/2"(65mm) 2-STEP SOLENOID VLV,ACT | 2471
HS4DW/4041-ACT | 1-1/2"(40MM)2-STEP SOL,WELD-IN,1-1/2" SW,ACT | 2204
HS4W/0001-ACT | 3/4"(20mm)SOL VLV WELD IN-LINE,ACT,3/4" SW CONN | 790
HS4W/2021-ACT | 1"(25mm)SOL VLV FOR REFRG.WELD-IN,ACT,1"SW CON | 994
HS4W/4041-ACT | 1-1/2" SOLENOID VLV,WELD IN-LINE,ACT,1-1/2" SW | 1661
HS4W/4051-ACT | 1-1/2" SOLENOID VLV WELD-IN,2" SW CONN,ACT | 1661
HS4W/5-ACT | 5"(125MM)SOL VLV FOR REFRIG,BW END,ACT | 7469
HS6/1-ACT | 5/32"(4MM)SOLENOID VLV FOR REFRG,ACT | 234
HS7/0-ACT | 3/4"(20MM)SOLENOID VLV FOR REFRIGERNT,ACT | 490
HS7/2-ACT | 1"(25MM) SOLENOID VLV FOR REFRIGERNT,ACT | 687
HS7/3-ACT | 1-1/4"(32MM) SOLENOID VALVE FOR REFRIGRNT,ACT | 892
HS8A/1-ACT | 1/2"(13MM) SOLENOID VALVE FOR REFRIGERANT,ACT | 314
HS8W/1001-ACT | 1/2"(13MM)SOLENOID VALVE,ACT,3/4" SW CONN | 625
HS8W/1011-ACT | 1/2"(13mm)SOLENOID VLV,ACT,1/2" SW CONN | 625
HS9B/8-ACT | 4" (100MM) GAS POWERED SOLENOID VLV,ACT | 3821
HS9BW/6-ACT | 6"(150MM) GAS PWRD SOL VALVE,BW,ACT | 12132
HS9BW/8082-ACT | 4"(100MM) GAS PWR SOLENOID WELD-IN,ACT,4" BW | 5221
HSCK125CE-ACT | 1-1/4" STOP/CHECK VLV,SW,SC,ACT,CATI,MODA,EF106 | 654
HSCK200C-ACT | 2" STOP/CHECK VALVE, SC, ACT | 977
MVP13-1-D/1001-ACT | MVP13,1/2" SOL,SOV,DRAIN PLUG,ACT,3/4" SW CONN | 1519
MVP13-1-D/1011-ACT | MVP13,1/2" SOL,SOV,DRAIN PLUG,ACT,1/2" SW CONN | 1441
MVP13-1/1001-ACT | MVP13,1/2" SOL,SOV,ACT,3/4" SW CONN | 1435
MVP13-1/1011-ACT | MVP13,1/2" SOLENOID,SOV,ACT,1/2"SW CONN | 1416
MVP13-2/1001-ACT | MVP13,1/2" SOL,HEV,ACT,3/4" SW CONN | 1503
MVP13-2/1011-ACT | MVP13,1/2" SOL,HEV,ACT,1/2" SW CONN | 1436
MVP13-3/1001-ACT | MVP13,1/2" SOL,SCKHEV,ACT,3/4" SW CONN | 1700
MVP13-3/1011-ACT | MVP13,1/2" SOL, SCKHEV,1/2"SW CONN, ACT | 1631
MVP13-3/1022-ACT | MVP13,1/2" SOL,SCKHEV,1" BW CONN,ACT | 1781
MVP13-5MCXVA/1012-ACT | MVP13,1/2" MCXV,5MM,CHK,ACT,1/2"BW CONN | 5298
MVP20-1-H/0001-ACT | MVP20,3/4" SOL,SOV,ACT,HW,3/4" SW CONN | 1976
MVP20-1/0001-ACT | MVP20,3/4" SOL,SOV,ACT,3/4" SW CONN | 1900
MVP20-1/0021-ACT | MVP20,3/4" SOL,SOV,ACT,1" SW CONN | 1969
MVP20-1/0031-ACT | MVP20,3/4" SOL,SOV,ACT,1-1/4" SW CONN | 2223
MVP20-1A/0101-ACT | MVP20,3/4" REG RG.A,SOV,ACT,3/4" SW CONN | 1975
MVP20-1A/B121-ACT | MVP20,3/4" REG.RGA,SOV,50%RED,1"SW CONN | 2049
MVP20-1AB/0131-ACT | MVP20,3/4" REG RG.A WO,SOV,ACT,1-1/4" SW CONN | 2689
MVP20-1AD/0131-ACT | MVP20,3/4" REG RG. A DUAL,SOV,ACT,1-1/4" SW CONN | 3085
MVP20-1AD/A101-ACT | MVP20,3/4"REG RG.A DUAL,25%RED,SOV,3/4"SW CONN,ACT | 2742
MVP20-1AD/B131-ACT | MVP20,3/4" REG RG.A DUAL,SOV,50%RED,1-1/4" SW,ACT | 3085
MVP20-1AK-H/0121-ACT | MVP20,3/4" HA4AK,RG.A,SOV,HW,ACT,1" SW CONN | 2208
MVP20-1AK/0101-ACT | MVP20,3/4" HA4AK RG.A, SOV,ACT,3/4" SW CONN | 2058
MVP20-1AK/B121-ACT | MVP20,3/4" HA4AK RGA,SOV,50% RED,1" SW CONN,ACT | 2132
MVP20-1AO/0101-ACT | MVP20,3/4" OUT PRES REG RG V,SOV,ACT,3/4" SW CONN | 2361
MVP20-1AS/B121-ACT | MVP20,3/4"REG,RGA,ELEC,SOV 50%RED,ACT 1"SW CONN | 2420
MVP20-2/0001-ACT | MVP20,3/4" SOL,HEV,ACT,3/4" SW CONN | 1913
MVP20-2/0021-ACT | MVP20,3/4" SOL,HEV,ACT,1" SW CONN | 2019
MVP20-2/0031-ACT | MVP20,3/4" SOL,HEV,ACT,1-1/4" SW CONN | 2245
MVP20-2MCV/0042-ACT | MVP20,3/4" MCV,1" HEV,ACT,1-1/2" BW CONN | 6586
MVP20-3-25/0021-ACT | MVP20,3/4" SOL,1" SCKHEV,ACT,1" SW CONN | 2290
MVP20-3-32/0031-ACT | MVP20,3/4" SOL,1-1/4" SCKHEV,1-1/4" SW CONN, ACT | 2516
MVP20-3/0001-ACT | MVP20,3/4" SOL,SCKHEV,ACT,3/4" SW CONN | 2183
MVP20-3/0021-ACT | MVP20,3/4" SOL,SCKHEV,ACT,1" SW CONN | 2290
MVP20-3/0031-ACT | MVP20,3/4" SOL,SCKHEV,SS,ACT,1-1/4"SW CONN | 2516
MVP20-3/B001-ACT | MVP20,3/4" SOL,SCKHEV,50% RED,ACT,3/4" SW CONN | 2183
MVP20-4-H/0021-ACT | MVP20,3/4" SOL,SCK,HW,ACT,1" SW CONN | 2315
MVP20-4AK/0101-ACT | MVP20,3/4" HA4AK,RG.A,SCK,ACT,3/4" SW CONN | 2344
MVP25-1-H/2021-ACT | MVP25,1" SOL,SOV,ACT,HW,1" SW CONN | 2344
MVP25-1/2021-ACT | MVP25,1" SOL,SOV,ACT,1" SW CONN | 2268
MVP25-1/2031-ACT | MVP25,1" SOL,SOV,ACT,1-1/4" SW CONN | 2524
MVP25-1A/2131-ACT | MVP25,1" REG,RG.A,SOV,SS,ACT,1-1/4"SW CONN | 2473
MVP25-1A/2142-ACT | MVP25, 1" REG RG. A, SOV, 1 1/2" BW, ACT COATED | 2845
MVP25-1AB/2142-ACT | MVP25, 1" REG RG. A, WO, SOV, 1 1/2" BW, ACT | 3216
MVP25-1AD/2131-ACT | MVP25, 1" REG RG. A DUAL,SOV,ACT,1-1/4" SW CONN | 3240
MVP25-1AK/2121-ACT | MVP25,1" HA4AK RG A,SOV,1" SW CONN, ACT | 2300
MVP25-1AK/2131-ACT | MVP25, 1" HA4AK, RG.A SOV, 1-1/4" SW, ACT | 2556
MVP25-1AS/2131-ACT | MVP25,1" REG W/ELEC SO, RG.A,SOV,ACT1-1/4" SW CONN | 2844
MVP25-2/2031-ACT | MVP25,1" SOL,HEV,1-1/4" SW CONN | 2545
MVP25-3/2021-ACT | MVP25,1" SOL,SCKHEV,ACT,1" SW CONN | 2664
MVP25-3/2031-ACT | MVP25, 1" SOL, SCKHEV, ACT, 1-1/4" SW CONN | 2891
MVP25-3/2042-ACT | MVP25, 1" SOL, SCKHEV, ACT, 1-1/2" BW CONN | 3340
MVP25-4/2021-ACT | MVP25,1" SOLENOID,SCK,ACT,1" SW CONN | 2615
MVP25-4A/2131-ACT | MVP25,1" REG,RG A,SCK,SS,ACT,1-1/4"SW CONN | 2821
MVP25-4AK/2121-ACT | MVP25,1" HA4AK,RG.A,SCK,ACT,1" SW CONN | 2648
MVP32-1A/3131-ACT | MVP32,1-1/4" REG RG. A,SOV,ACT,1-1/4" SW CONN | 2583
MVP32-1AB/3142-ACT | MVP32,1-1/4" REG RG.A WO,SOV,ACT,1-1/2" BW CONN | 3302
MVP32-1AD/3142-ACT | MVP32,1-1/4" REG RG. A DUAL,SOV,ACT,1-1/2" BW CONN | 3698
MVP32-1AS-H/3131-ACT | MVP32,1-1/4" REG RG. A ELEC,SOV,HW,ACT,1-1/4" SW | 2914
MVP32-1AS/3131-ACT | MVP32,1-1/4" REG RG.A ELEC,SOV,ACT,1-1/4" SW CONN | 2954
MVP32-1AS/3142-ACT | MVP32,1-1/4" REG RG. A ELEC,SOV,ACT,SS,1-1/2" BW | 3302
MVP32-2/3031-ACT | MVP32,1-1/4" SOL,HEV,ACT,1-1/4" SW CONN | 2626
MVP32-2/3042-ACT | MVP32, 1-1/4" SOL, HEV, ACT, 1-1/2" BW CONN | 3047
MVP32-2SD/3031-ACT | MVP32,1-1/4" 2-STEP SOL,HEV,1-1/4" SW CONN, ACT | 3240
MVP32-2SD/3042-ACT | MVP32,1-1/4" 2-STEP SOL,HEV,1-1/2" BW CONN, ACT | 3661
MVP32-3SD/3042-ACT | MVP32, 1-1/4" TWO-STEP SOL, SCKHEV, 1-1/2" BW, ACT | 4122
MVP32-4AB/3131-ACT | MVP32,1-1/4" REG RG.A,WO,SCK,ACT, 1-1/4" SW CONN | 3419
MVP32-4AK/3131-ACT | MVP32,1-1/4" HA4AK,RG.A,SCK,ACT,1-1/4" SW CONN | 3131
MVP40-1/4041-ACT | MVP40,1-1/2" SOL,SOV,ACT,1-1/2" SW CONN | 3543
MVP40-1AB/B151-ACT | MVP40,1-1/2" REG RG.A,WO,SOV,ACT,50% RED,2" SW | 4057
MVP40-1AD/4141-ACT | MVP40,1-1/2" DUAL REG RG. A,SOV,ACT,1-1/2" SW CONN | 4284
MVP40-1AD/4151-ACT | MVP40,1-1/2" DUAL REG RG. A,SOV,ACT,2" SW CONN | 4453
MVP40-1AS/4141-ACT | MVP40,1-1/2" REG RG.A,ELEC,SOV,ACT,1-1/2" SW CONN | 3888
MVP40-1AS/4151-ACT | MVP40,1-1/2" REG RG.A,ELEC SO,SOV,ACT,2" SW CONN | 4057
MVP40-1AS/B151-ACT | MVP40,1-1/2" REG RG.A,ELEC,SOV,50% RED,ACT,2" SW | 4057
MVP40-1SD/4051-ACT | MVP40,1-1/2" 2-STEP SOLENOID,SOV, ACT, 2" SW CONN | 4326
MVP40-4AK/4151-ACT | MVP40,1-1/2" HA4AK RG.A,SCK,ACT,2" SW CONN | 4299
MVP40-4SD/4051-ACT | MVP40,1-1/2" 2-STEP SOLENOID,SCK, ACT, 2" SW CONN | 4857
MVP50-1/5051-ACT | MVP50, 2" SOLENOID, SOV, ACT, 2" SW CONN | 3896
MVP50-1AB/5151-ACT | MVP50,2" REG RG.A WO,SOV,ACT,2" SW CONN | 4306
MVP50-1AB/5162-ACT | MVP50,2" REG RG.A WO,SOV,ACT,2-1/2" BW CONN | 4728
MVP50-1AD/5162-ACT | MVP50,2" DUAL REG RG. A/A,SOV, ACT ,2-1/2" BW CONN | 5124
MVP50-1AK/5151-ACT | MVP50,2" HA4AK, RG.A,SOV,2" SW CONN, ACT | 4018
MVP50-1AO/5151-ACT | MVP50,2" OUTLET PRES REG RG. V,SOV,ACT, 2"SW | 4321
MVP50-1AO/5351-ACT | MVP50,2" OUTLET PRES REG RG.B,SS,ACT,SOV,2" SW | 4321
MVP50-1AOS/5351-ACT | MVP50,2" OUTLET PRES REG RG.B,ELEC,SOV,ACT,2" SW | 4692
MVP50-4AK/5151-ACT | MVP50,2" HA4AK RG.A,SCK,ACT,2" SW CONN | 4612
MVP50-4AK/5162-ACT | MVP50,2" HA4AK RG A,SCK,ACT,2-1/2" BW CONN | 5042
MVP50-4MCV/5051-ACT | MVP50,2"MCV,SCK,ACT,2"SW CONN | 8519
MVP50-4SD/5051-ACT | MVP50,2" 2-STEP SOLENOID,SCK,ACT,2" SW CONN | 5113
PVA/1-ACT | DUAL PILOT SOL VLV ASSY FOR HS9B,ACT,1/2"SW FLGS | 632
RS150C-ACT | 1-1/2"REFRIG EXP REG. GLOBE,SW,SC,ACT | 508
RS150H-ACT | 1-1/2" NH3 EXP REG,GLOBE,SW,BAR HANDLE,ACT | 508
RS200C-ACT | 2"REFRIG.EXP.VLV,GLOBE,ACT,SW,SC | 575
RS200CE-ACT | 2" NH3,EXP REG.GLOBE,SW,SC,ACT,CE-CATII,MODH,EF107 | 575
RS200H-ACT | 2" NH3 EXP REGULATOR GLOBE, ACT, SW, BAR HANDLE | 575
RSB051C-ACT | 1/2" EXP. VLV GLOBE,BLTD. BON,ACT,SW,SC,T-STYLE | 202
RSB076C-ACT | 3/4"EXP.REG.GLOBE,BLT BONNET,SW,SC,ACT,T-STYLE | 227
RSB076H-ACT | 3/4" EXP VLV,GLOBE,BLT BON,SW,T-STYLE,ACT,BAR HNDL | 227
RSB101C-ACT | SHUTOFF VLV,T-STY EXPANSN GLOBE SC,ACT,1" SW,4BLT | 265
RSB101H-ACT | 1" EXP REG,GLOBE,T-STY,BLT BNT,SW,ACT,BAR HANDLE | 265
RSB126C-ACT | 1-1/4"EXPAN VLV,T-STY GLOBE,ACT,SC 1-1/4"SW,4BLT | 332
RSB126H-ACT | 1-1/4" EXP VLV,T-STY,GLOBE SW,ACT,4-BLT,BAR HANDLE | 332
RSE076H-ACT | 3/4" HEV,GLB.EXT.NECK,BLT.BNT,ACT,SW,HW | 331
RSE150H-ACT | 1-1/2"EXP.VALVE,GLB,SW,EXT NECK,HW,ACT | 665
RW251H-ACT | 2-1/2" NH3,HAND EXP REG,GLB,BW,BAR HANDL,ACT | 924
RW301H-ACT | 3" AMMONIA EXPANSION VLV,GLOBE,BW,HW,ACT | 1248
ST050-ACT | 1/2"REFRIGERNT STRAINR CLOSE-COUPLD 100 MESH,ACT | 108
ST050D-ACT | REFRIG STR. DRAIN PLUG,CLOSE-COUPLED 100 MESH, ACT | 134
ST100-ACT | 1" REFRIGRNT STRAINR,ACT,CLOSE-COUPLD,60 MESH | 263
ST200-ACT | 2" REFRIGERANT STRAINR CLOSE COUPLD,ACT,60 MESH | 575
ST250-ACT | 2-1/2" REFRIG STRAINR,ACT,CLOSE-COUPLED,60 MESH | 798
ST300-ACT | 3"REFRIGERNT STRAINR CLOSE-COUPLD,60 MESH,ACT | 964
STW100/0004-ACT | 3/4"REFRG STRN 60mesh WELDINLINE,ACT,3/4"SW X BW | 560
STW100/0024-ACT | REFRIG STRN,60 MESH,WELD IN,ACT,1" SW X BW | 560
STW100/0034-ACT | REFRG STRN 60mesh,WELD IN,ACT,1-1/4"" SW X BW | 560
STW200/0044-ACT | 2"(50mm)STRN 60MESH WELD INLINE,ACT,1-1/2" SW/BW | 1039
STW250/0061-ACT | 2-1/2" STRAINER WELD IN LINE2-1/2" SW CONN, ACT | 1502
STW300/0072-ACT | 3"(80mm)STRN 60MESH WELD IN-LINE 3" BW CONN, ACT | 1835
STW400/0082-ACT | REFRIG STRAINER 4" WELD IN LINE,ACT,BW CONN | 2971
STW500-ACT | 5" REFRIGERANT STRAINER,BUTT WELD END,ACT | 3864
STW600-ACT | 6" REFRIGERANT STRAINER BUTT WELD,ACT,60 MESH | 6726
UK050-ACT | #050 FLANGE UNION KIT,ACT | 56
UK100-ACT | #100 FLANGE UNION KIT,ACT | 70
UK200-ACT | #200 FLANGE UNION KIT,ACT | 158
VS150C-ACT | 1-1/2" ANGLE HEV, SW, SEAL CAP, ACT | 508
VS200H-ACT | 2" (50MM) NH3 EXP REG,ANGLE,ACT,SW,BAR HANDLE | 575
VSB050C-ACT | 1/2"EXP.REG.ANGLE,BOLTED BONNET,ACT,SW,SC | 202
VSB075C-ACT | 3/4" EXP. REG. ANGLE,BLTD BNT,SW,SC,ACT | 227
VSB100C-ACT | 1"EXPANSION REG,ANGLE BOLTD BONNT,ACT,SW,SC | 255
VSB125C-ACT | 1-1/4"EXPANSN REG.ANGLE BOLT BONNT,SW,SC | 332
VSE050H-ACT | 1/2" EXP VLV,ANG,SW,EXTENDED NECK,ACT,BAR HNDL | 288
VSE150H-ACT | 1-1/2" EXP VALVE,ANG,SW,EXTEND NECK,HW,ACT | 665
VT038H-ACT | 3/8" EXPANSION REG. ANGLE,THREADED,HANDWHEEL,ACT | 167
VTB075C-ACT | 3/4"EXPANSION ANGLE,BOLTED BONNET,ACT,THD.,SC | 223

## Parts
LP0320 LIST PRICE SCHEDULE
LIST PRICES SHOWN ARE FOR REFERENCE ONLY. FINAL PRICING & AVAILABLITY IS PER FACTORY.
(Use appropriate Parts Multiplier)
Item | Description | Price
20-1018 | KIT, SWITCH, HLLSW, LONG LEADS FOR PURGER | 567
20-1065 | BRACKET, PURGER FRAME | 52
20-1073 | BUBBLER BRACKET FOR AP AUTO-PURGER | 97
20-1107 | SCREW,PHILLIPS PAN HEAD 6-32 X 1"S.S W/NYLON PATCH | 12
20-1123 | TOP ADAPTER FOR AUTO-PURGER | 234
20-1125 | SCREW, SKT SET 6-32 FLAT POINT | 12
20-1131 | AP 8-POINT TIMER BOARD LESS PLUG-IN CONNECTOR MXE | 1637
20-1134 | INSULATION, PURGER | 844
20-1157 | FITTING, 1/4 FPT x 3/8 ST TUBE | 33
20-1173 | 3/8" RIGHT ANGLE CONNECTOR FOR AUTO-PURGER MXE | 16
20-1179 | KIT,CNTRL, LVL MAST 120V 1/2" NPT CONN, MXE | 2089
20-1182 | 1/4" ASCO SOL VALVE NO 8262G80(3/64"PORT) 120/60 | 440
20-1183 | (WHITE) CHECK VALVE,1 PSID W/1/32" ORIFICE,FOR AP | 226
20-1184 | (BLUE) CHECK VALVE, 30 PSID FOR AP | 226
20-1185 | (GREEN) CHECK VALVE, 225 PSID FOR AP | 233
20-1186 | RATE METERING VALVE FOR AUTO-PURGER | 549
20-1187 | SS BALL BEARING | 13
20-1188 | U-BOLT FOR AP AUTO-PURGER | 40
20-1189 | U-BOLT, FOR 3/4" PIPE.. | 13
20-1194 | LOCK, LATCH MECHANISM FOR AUTO-PURGER MXE | 96
20-1195 | PURGER BOARD CABLE MXE | 62
20-1196 | TIMER BOARD CABLE MXE | 62
20-1197 | PURGER TO TIMER CABLE MXE | 60
20-1198 | METERING VALVE SEAL KIT | 40
20-1201 | SOLENOID COIL-120V/60HZ/6 WATT (ASCO VALVES ONLY) | 130
20-1205 | TRANSFORMER-115/60HZ-24V/60HZ MXE | 113
20-1206 | 8 POINT SELECTOR SWITCH FOR AP08 MXE | 168
20-1207 | ROTARY SWITCH FOR 16POINT AUTO-PURGER MXE | 339
20-1208 | KNOB FOR AUTO-PURGER MXE | 15
20-1209 | BLOCK, TERMINAL 20 POSITION MXE | 52
20-1212 | GASKET-TOP ADAPTER | 33
20-1214 | CHECK VALVE SEAL KIT | 26
20-1215 | TUBING, 304 SS, 3/8" OD X .035 | 6
20-1236 | 1/2" NPT X 2" NIPPLE | 15
20-1236ACT | 1/2" NPT X 2" NIPPLE,ACT | 21
20-1238 | CLAMP, BUBBLER 3-1/2"-#8. | 15
20-1240 | SEE GA1 PROD TO "GA1" | 206
20-1242 | TUBING, 3/8"OD PLASTIC | 14
20-1248 | SCREW COVER PULL BOX | 13
20-1250 | O-RING, (-006), METERING VALVE | 12
20-1252 | SEAL, BODY FOR NUPRO M SERIES | 12
20-1254 | SCREW, 1/4"-20 x 1/2" | 12
20-1255 | SCREW, 1/4"-20 x 3/4" PLATED ZINC & YELLOW | 12
20-1278 | FUSE BOX HOLDER MXE | 19
20-1280 | 4-DIGIT COUNTER WITH RESET & BRACKET MXE | 207
20-1281 | 5 AMP FUSE FOR AUTO-PURGER MXE KB | 13
20-1283 | SCREW, 7/16"-20x1-1/4" HEX HD C | 12
20-1291 | SCREW, 6-32 x 1/2" FLAT HEAD MXE | 12
20-1311 | KIT,LIQUID DRAINER,3/4" FPT X 1/2",APW,APPT | 629
20-1328 | 8-PIN SOCKET FOR TIME DELAY RELAY MXE | 23
20-1329 | SCREW,(B)1/4"-20 X 1" FLAT HEAD MXE | 12
20-1346 | TERMINAL 14 POSITION BLOKPM1 MXE | 40
20-1349 | 16-POINT TIMER CABLE MXE | 63
20-1359 | WIRE, HOOK-UP 18AWG BLACK MXE | 12
20-1361 | KEY, ALLEN HEX .050 | 12
20-1369 | SWITCH, ON-OFF CETRALLAB #1460 | 103
20-1379 | O-RING (-238) BUBBLER.. | 13
20-1386 | 1" PVC UNION | 63
20-1393 | FITTING, 1/2"MPTx3/8" TUBE. HAN. DRILL 3/8" THRU | 18
20-1395 | NYLON FITTING FOR AUTO-PURGER 1/4" FPT X 3/8" TUBE | 18
20-1406 | NIPPLE, 1/2" x 3-1/2" | 16
20-1419 | COMPLETE CONTROL BOX ASSM. FOR AP01 AP,115V50/60 | 5124
20-1420 | COMPLETE CONTROL BOX ASSY FOR AP08 AP,115V50/60 | 8064
20-1421 | COMPLETE CONTROL BOX ASSY FOR AP16W,115V50/60 | 10414
20-1422 | COMPLETE CONTROL BOX ASSM. FOR APC PURGER,115V50/6 | 5124
20-1431 | WIRE, HOOK-UP 18AWG BLUE | 12
20-1439 | BLOCK, TERMINAL - 22 POSITION MXE | 54
20-1440 | BLOCK, TERMINAL, 4 POSIITON MXE | 15
20-1441 | POWER ELEMENT LEVEL CONTROL VALVE | 1042
20-1443 | STRIP, MARKER-22 POSITION MXE | 12
20-1444 | COMPLETE CONTROL BOX ASSM. FOR AP24 AP,115V50/60 | 12228
20-1446 | TERMINAL BLOCK, 24 POSITIONS MXE | 35
20-1451 | KIT, INSULATION FOR AP AUTO-PURGER | 1313
20-1453 | 5 POSITION BLOCK FOR PURGER BOARD MXE KB | 33
20-1454 | 7 POSITION BLOCK FOR PURGER BOARD MXE | 52
20-1455 | PHOENIX 10 POSITION BLOCK FOR TIMER BOARD MXE | 62
20-1456 | .02) SCREW, 6-32 PAN HEAD THD X 5/8 | 12
20-1457 | WATER CONDITIONING HOUSING | 359
20-1458 | WATER CONDITIONING CARTRIDGE | 254
20-1460 | WATER BUBBLER BRUSH | 40
20-1470 | BOLT, CARR. 3/8-16 X 2 UNC PLT | 12
20-1472 | SWITCH, 17 POSITION ROTARY MXE | 227
20-1473 | KIT,8-DIGIT COUNTER WITH RESET,230V MXE | 647
20-1477 | DRYER,SEALED TYPE W/1/4" FLARE | 40
20-1478 | DRYER SHELL HOUSING | 385
20-1479 | CORE, REPLACEABLE ACTIVATED | 97
20-1487 | FITTING, 1/4" MPT X 1/4" FLARE UN | 12
20-1488 | FITTING, 1/4" FPT X 1/4" FLARE UNION | 10
20-1489 | NUT, 1/4" FLARE | 14
20-1493 | ASSY., VALVE PACKAGE HACBN | 2737
20-1498 | TIME DELAY RELAY,1 HR FIX W/OFF SWITCH,120V MXE CE | 406
20-1499 | PURGER CONT BRD W/PLUG-IN CONN.ALL MODELS EXCEPT A | 1097
20-1500 | 8-PT TIMER BRD W/PLUG-IN CONN.ALL MODLS EXCEPT APC | 1686
20-1527 | 1/2"X6" X-H BLACK NIPPLE FOR AP AUTO-PURGER | 15
20-1528 | TIME DELAY RELAY,1 HR FIXED W/OFF SWITCH 220V MXE | 407
20-1535 | STRAINER SCREEN ASSY, PURGER METERNG LINE STRAINR | 103
20-1538 | REPAIR KIT FOR ASCO #302020 | 227
20-1545 | CONNECTOR,3/8" LIQUIDTIGHT STR MXE KB | 19
20-1546 | CONNECTOR,3/8" LIQUIDTIGHT 90 MXE CP | 23
20-1547 | CONDUIT,3/8"SEAL TITE FLEXIBLE MXE | 14
20-1602 | 240/24 TRANSFORMER FOR AUTO-PURGER MXE | 122
20-1606 | ASSEMBLY,WELDED LIQUID LINE | 342
20-1642 | ORIFICE PLATE FOR 1 PSID CHECK VLV,FOR AUTO-PURGER | 13
20-1647 | LEVEL CNTRL VLV W/HEATER, 220 VOLT AUTO-PRGR | 2089
20-1648 | 1/2" METERING STRAINER ASSEM. | 255
20-1652 | CMPLT CTRL BX ASSEM AP08E AUTO-PURG,230V50/60 | 10011
20-1665 | CMPLT CTRL BX ASSY AP08WN AUTO-PURG,115V60 | 11568
20-1689 | COMPLETE CONTROL BOX ASSM. FOR AP16 AUTO-P,230V/50 | 10414
20-1694 | 1 AMP FUSE FOR AUTO PURGER MXE | 11
20-1696 | 1AMP FUSE, FAST ACTING 5MM | 13
20-1697 | FUSE, 2 AMP FAST-ACT 5MM X 20MM | 13
20-1698 | 3AMP FUSE, FAST ACTING 5MM | 13
20-1713 | NYLON ELBOW TUBE, 3/8" X 1/4" MPT | 23
20-1714 | USE 20-1186, VALVE, SS-4MG2 FINE METERING | 563
20-1721 | CMPLT CNTR BOX ASSEM AP01N AUTO-PURG,115V50/60 | 8635
20-1724 | PATCH A, PVC INSULATION JACKET | 13
20-1725 | PATCH B, PVC INSULATION JACKET | 13
20-1726 | PATCH C, PVC INSULATION JACKET | 13
20-1727 | PATCH D, PVC INSULATION JACKET | 13
20-1730 | AP16E CONTROL ENCLOSURE | 11336
20-1732 | CMPLT CTRL BX ASSEM AP16N AUTO-PURG,115V50/60 | 10414
20-1737 | METERING STRAINER BASKET KIT | 118
20-1738 | FLOAT BALL ASSEMBLY FOR AUTO-PURGER | 309
20-1739 | KIT, POWER ELEMENT 230V LMC-DA-1 | 1042
20-1745 | NYLON FITTING FOR AUTO-PURGER DRILL 3/8" HOLE THRU | 16
20-1746 | TUBE, PLASTIC BUBBLER 3.5" X 19.5" | 140
20-1747 | PACKING (TFE GUIDE RING) NUPRO | 12
20-1749 | ASSY, ANTI-SIPHON BUBBLER | 417
20-1752 | 15WATT,120V HEATER FOR SPORLAN LVL CONTRL | 483
20-1753 | LEVEL CONTROL VALVE HEATER 15 W, 240 VOLT | 483
20-1754 | PVC REDUCER FOR WATER BUBBLER, 3/4" TO 1/2" | 16
20-1756 | REDUCING TEE, PVC, 3 X 3 X 3/4 SOCKET | 60
20-1758 | SCREW,6-32 X 1/2"SL.HEX WASHER MXE | 13
20-1759 | FLOAT SWITCH SPACER FOR MODEL APF AUTO-PURGER | 95
20-1760 | SCREW,SET 8-32 X 1/4" HS NYLON | 14
20-1763 | KIT,30 PSID "E" LOAD CK VALVE | 273
20-1770 | COMPLETE CONTRL BOX ASSY FOR AP08 220V AUTO-PURGER | 8064
20-1772 | ANTI-SIPHON WATER BUBBLER KIT | 592
20-1773 | AP PURG CONTROL BOARD LESS CON, 120V/240V MX | 962
20-1776 | BUBBLER ASSEMBLY FOR HALOCARBON PURGERS | 430
20-1802ACT | NIPPLE, 3/4" X 2-1/2" SCH 80,ACT | 23
20-1806 | VALVE PACKAGE | 1458
20-1816 | CONDUIT, 3/8" EXTRA FLEX. MXE | 13
20-1834 | COMPLETE CONTROL BOX ASSY,AP24(2) | 11995
20-1835 | BOARD, RELAY 115V 4-POINT | 410
20-1837 | CABLE, CONTROL BOARD FOR APM | 79
20-1841 | CONTROL BOX, 115V 4-POINT | 4528
20-1842 | ASSY, CONTROL BOX, 230V 4-POINT | 4528
20-1844 | CONTROL BOX WITH CONTROL AND POWER BOARDS FOR APM | 2952
20-1845 | 4-POINT POWER BOARD FOR APM | 1360
20-1857 | PRESSURE TRANSDUCER KIT FOR APM | 811
20-1892 | INSULATION JACKET FOR APM PURGER | 522
20-1934 | COUPLING, 1/4"NPT FULL, MODIFI MXE | 20
20-1941 | PRIMARY STRAINER FOR APM | 277
20-1942 | POWER INTERLOCK PLUG-IN CONN FOR APM AUTO-PURGER | 35
20-1943 | STRAINER/ORIFICE CARTRIDGE FOR APM | 96
20-1947 | LABEL REPLACEMENT, FRONT DOOR, 4-POINT, APM | 77
20-1948 | ROTARY SWITCH WITH LEADS FOR AP08 | 1404
20-1952 | O-RING, (-013) METERING CARTRIDGE,4PT | 12
20-1959 | KIT, APW/APM WATER BUBBLER | 612
20-1966 | 1-1/2" NPT SCH80, PVC PLUG | 34
20-1967 | FEMALE ADAPTER 1-1/2"PVC FOR APM | 74
20-1968 | RED COUP, 1-1/2" X 1" PVC, MACHINE | 80
20-1975 | COVER, DEVICE BOX 1/2" | 32
20-1983 | REDUCER, 3/8"X 1/4" MPT BRASS | 14
20-1985 | WATER FLOW CONTROLLER FOR AP,APM,&APP | 87
20-1986 | BALL VALVE, 1/2" | 26
20-1988 | LABEL FOR AP08 CONTROL BOX DOOR PANEL (FRONT) MXE | 129
20-1990 | LABEL FOR AP01 MXE | 110
20-1992 | AP16 DOOR LABEL 12 MXE | 71
20-2001 | 7/16"-14X1-3/4"FLANGE BOLT FOR APM PURGER | 14
20-2005 | 3/8" STRAIGHT TUBE X 1/4" MPT | 14
20-2006 | ROTARY SWITCH WITH LEADS FOR AP16 | 1759
20-2010 | TOP JACKET INSULATION PATCH FOR APM PURGER | 67
20-2011 | BOTTOM JACKET INSULATION PATCH FOR APM PURGER | 15
20-2061 | FOLLOWER, TVALVE | 27
20-2066 | CHECK VALVE SEAL FOR AUTO PURGER CP | 13
20-2097 | SIDE JACKET INSULATION PATCH FOR APM PURGER | 15
20-2146 | WELDMENT,UPPER LIQUID LINE,MAP | 66
20-2166 | O-RING FOR NEAP FLOAT BALL SEAT | 13
20-2167 | VESSEL COVER O-RING FOR NON-ELECTRICAL AUTO-PURGER | 23
20-2173 | WIRE, .055 302 STAINLESS STEEL | 13
20-2177 | STRAINER/ORIFICE SCREEN ASSEMBLY KIT FOR APM | 87
20-2180 | CONDUIT ASSM FOR APM LIQ.DRAINER SOL VALVE | 196
20-2181 | CONDUIT ASSM FOR APM LIQUID FEED SOL VALVE | 196
20-2193 | 4-POINT POWER BOARD FOR APM (20.1845 REWORKED) | 1403
20-2199 | 80 PSID CHECK VALVE ASSM TEMP VLV,FOR NEAP PURGER | 278
20-2200 | TEMPERATURE VALVE ASSEMBLY KIT FOR NEAP PURGER | 191
20-2201 | FLOAT BALL PLUNGER KIT FOR NEAP PURGER | 131
20-2202 | KIT, FLOAT BALL SEAT, NEAP | 129
20-2203 | STRAINER ORIFICE KIT FOR NEAP | 170
20-2204 | 225 PSI CHECK VALVE KIT FOR APM & NEAP PURGER | 139
20-2207 | SIGHT GLASS, NEAP | 34
20-2217 | PRESSURE TRANSDUCER, 100mV OUTPUT | 827
20-2226 | 7-DAY TIME CLOCK FOR AUTO-PURGER, 115V 50/60HZ | 480
20-2227 | 7-DAY TIME CLOCK FOR AUTO-PURGER, 230V 50/60HZ | 492
20-2229 | 120V QUARTZ 7-DAY TIMER FOR AUTO-PURGER MXE KB | 492
20-2270 | WIRE, GROUNDING | 18
20-2271 | SHIELD FOR APM CONTROL BOARD CP | 35
20-2282 | APMF AIR INDICATOR COLUMN | 522
20-2285 | STRAINER/ORIFICE SCREEN ASSEMBLY KIT FOR APMF | 155
20-2300 | 4-POINT CONTROL BOARD ASSEMBLY FOR APM | 1654
20-2303 | TEMP SENSOR ASSY FOR THE APM AND APMF | 62
20-2304 | REPLACEMENT TUBING/FITTING FOR AP/APP WATER BUBBLR | 36
20-2305 | REPLACEMENT TUBING & FITTING FOR APM WATER BUBBLER | 35
20-2307 | 120V, 15 WATT CARTRIDGE HEATER ASSEMBLY FOR KIT | 16
20-2310 | PATCH, THERMOSTAT BULB (FOR APM PURGER) | 18
20-2312 | WATER INLET ASSY, APM/AP | 491
20-2369 | VALVE, NEAP, SPOR TXV, R717 | 956
20-2372 | THERMOSTATIC EXPANSION VALVE, FLANGE MODIFIED MX | 36
20-2379 | 80 PSID CHECK VALVE ASSEMBLY FOR APM | 248
20-2388 | SPORLAN TXV, R507A | 571
20-2390 | FLANGE GASKET, SPORLAN LEVELMASTER, PXV | 12
20-2395 | CONTROL ENCLOSURE FOR APMC AUTO-PURGER | 2952
20-2396 | BOARD, CONTROL, APMC | 1644
20-2399 | LABEL, AP PLUS DOOR (POLYESTER MATERIAL) MXE | 58
20-2400 | KIT, BASIC, MAINTENANCE FOR AP | 1202
20-2401 | KIT, COMPLETE, MAINTENANCE FOR AP | 1902
20-2410 | HEATER CONTACTOR MXE | 176
20-2411 | LCD CONTROL CONSOLE SERIAL CABLE MXE | 121
20-2415 | PROGRAMMABLE LOGIC CONTROLLER DUMMY MODULE MXE | 28
20-2428 | ELECTRIC HEATER, 115V | 327
20-2429 | THERMOCOUPLE, APP PLATE | 213
20-2430 | THERMOCOUPLE, APP LIQUID | 284
20-2431 | THERMOCOUPLE, APP SHELL | 277
20-2432 | KIT, VAPOR TRAP, APPT | 905
20-2464 | TRANSFORMER, TOROIDAL, STEP-DOWN, 225VA MXE | 448
20-2471 | POWER BOARD FOR APMC | 1360
20-2477 | ELECTRIC HEATER, 230V | 255
20-2489 | CHECK VALVE, 1 PSID NO ORIFICE, FOR APP | 214
20-2496 | CAPACITOR, CERAMIC, 0.1 MICRO FARAD | 15
20-2532 | BRACKET, THERMOSTAT-ADJUSTABLE, MX | 13
20-2539 | ADAPTER, 1/4" NPT X 1/4" NPT | 38
20-2568 | KIT, POWER SUPPLY, APP/APPT | 110
20-2571 | KIT, BATTERY, APPT TOUCH PANEL | 143
20-2578 | KIT,TOUCH PANEL DISPLAY,APPTC,PROGRAMMED | 2424
20-2579 | KIT,TOUCH PANEL DISPLAY,APPTC-2,PROGRAMMED | 2424
20-2580 | KIT,TOUCH PANEL DISPLAY,APPT08,PROGRAMMED | 2424
20-2581 | KIT,TOUCH PANEL DISPLAY,APPT08-2,PROGRAMMED | 2424
20-2582 | KIT,TOUCH PANEL DISPLAY,APPT16,PROGRAMMED | 2424
20-2583 | KIT,TOUCH PANEL DISPLAY,APPT16-2,PROGRAMMED | 2424
20-2584 | KIT,TOUCH PANEL DISPLAY,APPT24,PROGRAMMED | 2424
20-2585 | KIT,TOUCH PANEL DISPLAY,APPT24-2,PROGRAMMED | 2424
20-2587 | KIT, (2) FLOAT BALL RET WIRE, NEAP | 14
20-2589 | KIT,APP24,COMP CONTROL BOX | 14738
20-2596 | KIT,THERMOSTATS,W/BUSHINGS & BRACKETS,AP | 413
20-2620 | KIT, FUSE, 2 AMP, 115V PURGER | 12
20-2621 | KIT, FUSE, 15 AMP, 115V PURGER | 12
20-2622 | KIT, FUSE, 3 AMP, 220V PURGER | 13
20-2623 | KIT, FUSE, 8 AMP, 220V PURGER | 13
20-2624 | KIT, PLC, 12 POSITION, APP08, PGMD | 1245
20-2625 | KIT,PLC,8 POSITION,APPC,PGMD | 1080
20-2626 | KIT,PLC MODULE,THERMOCOUPLE INPUT,ENHANCED | 856
20-2627 | KIT, PLC MODULE, CURRENT INPUT | 627
20-2628 | KIT, PLC MODULE, AC OUTPUT 20-2407 | 168
20-2629 | KIT, PLC MODULE, AC INPUT/OUTPUT | 168
20-2631 | KIT, PLC MODULE, AC INPUT, APP/APPT24-2 | 166
20-2632 | KIT, PLC, 12 POSITION, APP16, PGMD | 1256
20-2633 | APW, VALVE PACKAGE WELDED | 1892
20-2638 | KIT, PLC, 12 POSITION, APP24, PGMD | 1256
20-2639 | KIT, PLC, 8 POSITION, APPC-2, PGMD | 1080
20-2640 | KIT, PLC, 12 POSITION, APP08-2, PGMD | 1080
20-2641 | KIT, PLC, 12 POSITION, APP16-2, PGMD | 1080
20-2642 | KIT, PLC, 12 POSITION, APP24-2, PGMD | 1080
20-2657 | KIT,AP PURG CNTRL BD LESS CON,120V/240V | 962
20-2658 | KIT,FLANGE,1/2" SW,SPORLAN | 138
20-2659 | (SEE 20-1179)CONTROL,LVL MASTER,120V,1/2" NPT CONN | 2785
20-2680 | APPT24 COMP CNTRL BOX,W/ EXT WIRING | 19583
20-2686 | ASSY,APPTC-2 COMP CNTRL BOX,W/EXTERNAL WIRING | 14043
20-2687 | ASSY,APPTC COMP CNTRL BOX,W/EXTERNAL WIRING | 14043
20-2694 | KIT,MISC PARTS,APPT INSULATION | 1326
20-2695 | ASSY,APPT08-2,COMP CNTL BOX,W/EXT WIRING | 14043
20-2701 | KIT, INSULATION FOR APM AUTO-PURGER | 931
20-2704 | ASSY, APPT08, COMP CNTL BOX, W/EXT WIRING | 14043
20-2705 | ASSY,APPT16,COMP CNTL BOX,W/EXT WIRING | 14207
20-2706 | ASSY,APPT16-2,COMP CNTL BOX,W/EXT WIRING | 14207
20-2707 | KIT,ANGLE CHECK BODY,FOR APM | 58
20-2709 | KIT, APM PREVENTATIVE MAINTENANCE | 1024
20-2714 | KIT, APP(T)-115V, PREVENTATIVE MAINTENANCE | 1076
20-2715 | KIT, APP(T)-220V, PREVENTATIVE MAINTENANCE | 1076
20-2716 | KIT, NEAP, PREVENTATIVE MAINTENANCE | 1024
20-2717 | KIT, AP FOUL GAS LINE HARDWARE | 357
20-2718 | KIT, AP METERING LINE HARDWARE | 186
20-2719 | KIT, AP/APW PURGE GAS LINE HARDWARE | 226
20-2720 | KIT, AP SUCTION LINE HARDWARE | 217
20-2721 | KIT, AP LIQUID LINE HARDWARE | 766
20-2722 | KIT, AP REPLACEMENT LEDS | 147
20-2724 | KIT, AP CABLE SET | 110
30-0025 | FLANGE GASKET FOR TXV | 14
30-0063 | STRAINER GASKET FOR TXV | 15
30-0076 | BLANKING PLUG FOR 2"HOTV/HOTW | 1028
30-0083 | COVER GASKET FOR 2-1/2", 3" HOTV | 18
30-0163 | THERMOSTAT, 180F NOMINAL | 335
30-0182 | BONNET GASKET FOR 1" HOTV | 13
30-0187 | O-RING, (-036), 1"HOTV | 13
30-1101 | 1/2" FPT FLANGE KIT THERMOSTATIC EXPANSION VLV | 66
30-1102 | 1/2" SW FLANGE KIT FOR THERMOSTATIC EXP VALVE | 66
30-1103 | TSTAT REPLACE KIT,1-1/2"&2",RG A 130F(54C)NOMINAL | 335
30-1104 | TSTAT REPLACE KIT,1-1/2"&2",RG B 120F(49C)NOMINAL | 335
30-1105 | TSTAT REPLACE KIT,1-1/2"&2",RG D 140F(60C)NOMINAL | 335
30-1106 | TSTAT REPLACE KIT,2-1/2"&3",RG A 130F(54C)NOMINAL | 786
30-1108 | POWER ASSEMBLY KIT FOR LEVEL KING | 467
30-1109 | TSTAT REPLACE KIT,2-1/2"&3",RG B 120F(49C)NOMINAL | 786
30-1111 | 1/2"FPT FLANGE KIT FOR SPORLAN TXV | 66
30-1112 | TSTAT REPLACE KIT, 1", RG B 120F(49C) NOMINAL | 331
30-1113 | TSTAT REPLACE KIT, 1", RG D 140F(60C) NOMINAL | 331
30-1114 | KIT,2-1/2"-3" HOTV,SEAT RING,SPR,GSKT REPLACEMENT | 108
30-1115 | TSTAT REPLACE KIT, 1", RG G 170F(77C) NOMINAL | 331
30-1117 | TSTAT REPLACE KIT,1-1/2"&2",RG F 150F(66C)NOMINAL | 335
30-1118 | TSTAT REPLACE KIT,1-1/2"&2",RG H 110F(43C)NOMINAL | 335
30-1119 | TSTAT REPLACE KIT,2-1/2"&3",RG D 140F(60C)NOMINAL | 786
30-1120 | TSTAT REPLACE KIT, 1", RG H 110F(43C) NOMINAL | 331
30-1124 | GASKET KIT, 1" HOTV | 24
31-0056 | HEATER, RESISTOR, GAS SENSOR | 179
31-0067 | ELEMENT, NH3, 0-1000 PPM, STANDARD | 892
31-0068 | ELEMENT, NH3, 0-10,000 PPM, STANDARD | 385
31-0069 | ELEMENT, NH3, 0-1000 PPM, HARSH | 1121
31-0070 | ELEMENT, NH3, 0-10,000 PPM, HARSH | 614
31-0071 | ELEMENT, NH3, 0-10000 PPM, VENT LINE | 271
31-0072 | ELEMENT, HALO, 0-3000 PPM, BASIC | 104
31-0073 | ELEMENT, HALO, 0-3000 PPM, HARSH | 424
31-0191 | ELEMENT KIT, REPLACEMENT, STANDARD, 250 PPM | 255
31-0192 | ELEMENT KIT, REPLACEMENT, HARSH, 250 PPM | 307
31-1003 | KIT, ELEMEN,NH3, 0-1000 PPM, STNDRD,GAS SNSR (HEC) | 876
31-1004 | KIT,ELEMENT,NH3,0-10,000 PPM,STNDRD,GAS SNSR (HEC) | 1101
31-1005 | KIT,ELEMENT,NH3,0-1,000PPM,HRSH/XTRM,GS SNSR (HEC) | 1101
31-1006 | KIT,ELEMENT,NH3,0-10000PPM,HRSH/XTRM,GS SNSR (HEC) | 644
31-1007 | KIT,ELEMENT,NH3,0-10000PPM,VENT LINE,GS SNSR(HVSC) | 319
31-1008 | KIT, ELEMENT,HALO, 0-3000PPM, BASIC, GS SNSR (HSC) | 109
31-1009 | KIT, ELEMENT, HALO,0-3000PPM,HARSH,GS SNSR (HSC) | 441
31-1012 | SENSOR MODULE, NH3, 050/500 PPM (HEC) | 1043
31-1013 | SENSOR MODULE, NH3, 0-500/2000 PPM (HEC) | 1341
31-1015 | KIT, ELEMENT, HALO, 0-5000 PPM, VENT LINE (HVSC) | 319
31-1016 | KIT, ELEMENT, NH3, 0-10000 PPM, EXD (HEC) | 671
31-1017 | KIT, ELEMENT, HALOCARBON, 0-3000 PPM, EXD (HVSC) | 711
31-1018 | KIT, ELEMENT, NH3, 0-1000 PPM, EXD (HEC) | 1203
31-1019 | KIT, ELEMENT, NH3, 0-1000 PPM, BASIC (HEC) | 629
31-1020 | KIT, ELEMENT, NH3, 0-10K PPM, BASIC (HEC) | 96
31-1021 | KIT, ELEMENT, OYXGEN, 0-25%, BASIC (HEC) | 550
31-1024 | KIT,ELEMENT,NH3,0-100PPM,STD GS SNSR(100,250)(HEC) | 876
31-1025 | KIT,ELEMNT,NH3,0-100PPM,HRSH,GS SNSR(100,250)(HEC) | 1080
31-1026 | KIT,ELEMENT,NH3,0-250PPM,STANDARD (HEC) | 882
31-1027 | KIT,ELEMENT,NH3,0-250PPM,HARSH/EXTREME (HEC) | 1101
31-1033 | KIT, ELEMENT, NH3, 0-100PPM, LO TEMP, IP66,EC(HGD) | 834
31-1034 | KIT,ELEMENT, NH3, 0-1000PPM, LO TEMP, IP66,EC(HGD) | 834
31-1035 | KIT, ELEMENT, NH3, 0-5000PPM, LO TEMP,IP66,EC(HGD) | 834
31-1036 | KIT, ELEMENT, R22, 0-1000PPM, LO TEMP,IP66,SC(HGD) | 451
31-1037 | KIT, CALIBRATION (HGD) | 467
31-1038 | KIT,ELEMENT,R134A 0-1000PPM,LO TEMP,IP66,SC(HGD) | 451
31-1039 | KIT,ELEMENT,R404A,0-1000PPM,LO TEMP,IP66,SC(HGD) | 451
31-1040 | KIT, ELEMENT, R410 0-1000PPM, LO TEMP,IP66,SC(HGD) | 451
31-1041 | KIT,ELEMENT,R507A,0-1000PPM,LO TEMP,IP66,SC(HGD) | 451
31-1043 | KIT,ELEMENT,R407A,0-1000PPM,LO TEMP,IP66,SC(HGD) | 451
35-0188 | AIR SENSOR, PT1000 ASSEMBLY | 306
40-0142 | 3/4" MALE CAP-TYPE PROTECTOR | 12
40-0295 | 1/4" NPT PRESSURE GAUGE 600 PSI, INDICATOR NEEDLE | 13
40-1000 | KIT, EZLQ REPLACEMENT | 13
40-1003 | KIT, BLUE INSTALL DATE TAG | 16
40-1004 | KIT, GREEN INSTALL DATE TAG | 16
40-1005 | TOOL, EZA/B/C/LQ PROOF TEST | 161
40-1006 | TOOL, EZE/F PROOF TEST | 201
40-1007 | O-RING KIT, EZA/B/C/LQ | 19
40-1008 | O-RING KIT, EZE/F | 28
40-1011 | KIT, POP-EYE TEST MAGNET | 30
50-0017 | O-RING(-219), BONNET, 1",1-1/4" AS, GS, AT, GT | 15
50-0179 | O-RING(-110)STEM,1/2"-1-1/4" GT,AT,GS,AS,SHUT-OFF | 12
50-0186 | SCREW, PAN HEAD 6-32 x 2" SS | 12
50-0253 | O-RING(-206)STEM,1-1/2"CAL/2" SHUT-OFF | 12
50-0254 | SCREW,10-24X1/2"LONG HEX HEAD | 13
50-0259 | GASKET,BONNET,1-1/2",2"AS/GS/AW/GW SHUT | 15
50-0270 | SEAL CAP GASKET, 4" | 12
50-0293 | O-RING,(-312),STEM 2-1/2" THRU 4" SHUT-OFF VALVE | 12
50-0294 | BONNET BOLT FOR BLUE, 2-1/2" 3" AS/GS/AW/GW SHTOFF | 13
50-0310 | BONNET GSKT FOR 2-1/2", 3" AS/GS | 18
50-0315 | GASKET, SEAL CAP 2-1/2, 3" HV | 13
50-0324 | WASHER,O-RING BACKUP 2-1/2,3HV | 13
50-0333 | 7/16"-14 UNC X 1-1/2" HEX BOLT/ PLATED | 7
50-0351 | WASHER, O-RING BACKUP 1-1/2,2 | 12
50-0432 | O-RING (-021), 3/4" SEAL CAP | 12
50-0453 | O-RING,(-213)BNT 1/2"-3/4" AS/GS/AT/GT SHUT-OFF | 15
50-0458 | STEEL SEAL CAP FOR ABOVE VALVE | 54
50-0473 | BONNT BOLT,1/2"-20,FINHEX,1-1/2",2"AS/GS/AW/GW SOV | 12
50-0521 | BONNET BOLT FOR BLUE 4"5"6"GW/AW SHUT-OFF VALVE | 13
50-0537 | BONNET GASKET FOR 4" SHUT-OFF VALVE | 17
50-0545 | GLOBE SHUT-OFF VALVE, 1/4" FPT LESS SEAL CAP (GV6) | 107
50-0555 | CAP PLUG, 16A | 15
50-0571 | BAR HANDLE FOR GAUGE VALVES, ACT | 14
50-0617 | STEM, 3/8" PV | 15
50-0630 | WASHER,O-RING BACKUP FOR H8021 & H8022 | 12
50-0637 | O-RING, (-205), FOR H8021 & H8022 | 12
50-0638 | PACKING WASHER FOR H8021 & H8022 | 12
50-0639 | PACKING FOR H8021 & H8022 | 12
50-0640 | STUFFING BOX GLAND FOR H8021 & H8022 | 12
50-0683 | 1/2" NPT UNION | 40
50-0685 | 1" NPT UNION | 50
50-0686 | NIPPLE, 1" SCH 80 X 1-3/4" | 41
50-0688 | TEE, 1" NPT | 41
50-0689 | 90 DEG. 1" NPT ELBOW | 33
50-0707 | O-RING, (-319), STEM, 5" AND 6" | 13
50-0708 | O-RING, (-360), BODY, 5" SHUTOFF | 18
50-0709 | O-RING, (-365), BONNET FOR 6" GW/AW SHUT-OFF VALVE | 33
50-0730 | O-RING, (-229), SEAL CAP, 5" & 6" | 12
50-0749 | O-RING, (-320), STEM, 8" SHUTOFF | 12
50-0750 | O-RING, (-447), BODY, 8" SHUTOFF | 36
50-0761 | O-RING, (-332), SEAL CAP, 8" & 10" | 11
50-0805 | BONNT GASKT1/2",3/4" ASB,GSB,VSB,RSB SHUTOFF VLV | 14
50-0806 | BONNT GASKT 1",1-1/4" ASB,GSB,VSB,RSB SHUTOFF VLV | 14
50-0807 | 3/4" SCH 80 X 2" NIPPLE | 42
50-0809 | NEOPRENE 1" UNION GASKET | 12
50-0810 | NEOPRENE 1/2" UNION GASKET | 13
50-0811 | 3/4" NEOPRENE GASKET | 13
50-0813 | BONNET BOLT, 1/2"-1-1/4" ASB, GSB SOV | 11
50-0959 | BOLT, 3/4"-10 X 2 2/4", YELLOW PLATED | 13
50-1001 | BONNET ASSY,3/4" SCRW BNT RT/VT EXP REG. | 138
50-1005 | HANDWHEEL KIT FOR 1/2" - 1-1/4" SHUT-OFF VALVE | 42
50-1005ACT | HANDWHEEL KIT FOR 1/2" - 1-1/4" SOV,ACT | 59
50-1009 | BONNET ASSY,1/2" VT/RT SCRW BNT,EXP REG. | 188
50-1010 | BONNET ASSEMBLY FOR 1" OLD STYLE,SCRW BNT,EXP REG. | 225
50-1011 | BONNET ASSY.FOR 1-1/4" OLD STYLE SCRW BNT EXP.REG. | 194
50-1012 | BAR HANDLE KIT FOR 3/8" - 1-1/4" EXPANSION VALVE | 39
50-1013 | THROTT. PLUG ASSEM 1/2" RS/VS EXPAN REG | 124
50-1014 | THROTTLING PLUG ASSY 3/4" RT076,VT076,EXP.REG | 131
50-1015 | THROTTLING PLUG ASSM FOR 1" RS/VS/RSB/VSB EXP REG | 125
50-1016 | THROTTLG PLUG ASSY FOR 1-1/4 RS/VS/RSB/VSB EXP REG | 152
50-1021 | BONNET ASSY KIT,1",1-1/4" OLD STYL SCRW BONNET SOV | 155
50-1021ACT | BONNET ASSY KIT,1",1-1/4"OLD STYL SCRW BNT SOV,ACT | 217
50-1021Z | BONNT ASSY,1",1-1/4"OLD STYLE SCRW BNT,EXP REG,PLT | 183
50-1023 | GASKET KIT 1-1/2",2" AS/GS RS/VS SHUT-OFF VLV | 40
50-1024 | KIT,BONNET ASSY,1-1/2" & 2" AS/GS SOV,MVP | 313
50-1024ACT | KIT,BONNET ASSY,ACT,1-1/2"&2" AS/GS SOV,MVP | 439
50-1024E | KIT,BONNET ASSY,1-1/2" & 2" AS/GS SOV,MVP(P) | 313
50-1026 | HANDWHEEL KIT FOR 1-1/2"-2" AS/GS SHUT-OFF VALVE | 70
50-1026ACT | HANDWHEEL KIT FOR 1-1/2"-2" AS/GS SHUT-OFF VLV,ACT | 98
50-1027 | SEAL CAP KIT W\GASKET,1-1/2,2"AS/GS SOV,4" HCK2 | 87
50-1027ACT | SEAL CAP KIT W\GASKET 1-1/2,2"AS/GS SOV,ACT | 121
50-1028 | BONNET ASSY,1/2"& 3/4" OLD STYL,SCRW BNT SOV | 116
50-1030 | KIT,"G" BONNET 3/4" OLD STYLE SCR BNT EXP REG | 168
50-1031 | KIT,BONNET ASSY,1-1/2" RS/VS EXP REGULATOR,MVP | 386
50-1031ACT | KIT,BONNET ASSY,ACT,1-1/2" RS/VS EXP REG,MVP | 541
50-1032 | KIT,BONNET ASSY FOR 2" RS/VS EXP REGULATOR,MVP | 366
50-1036 | KIT,SEAL CAP,BLACK,3/8"-1-1/4" AS/GS,AT/GT | 38
50-1037 | HANDWHEEL KIT FOR 2-1/2" & 3" 4" SHUT-OFF VALVE | 98
50-1037ACT | HANDWHEEL KIT FOR 2-1/2" & 3" 4" SHUT-OFF VLV,ACT | 138
50-1038 | SEAL CAP KIT FOR BLUE 2-1/2", 3",4" SOV,5"HS9BW | 144
50-1038ACT | SEAL CAP KIT FOR BLUE 2-1/2",3",4" SOV,ACT | 202
50-1039 | BAR HANDLE KIT 1-1/2",2" RS/VS,RW/VW EXPANSION REG | 54
50-1040 | GASKET KIT FOR 3/8"-1-1/4" AS/GS/AT/GT SOV | 30
50-1041 | BONNET ASSY KIT 3/8",1/2",3/4" SCWD BNT SOV,OLD ST | 131
50-1041ACT | KIT,BNT ASSY 3/8",1/2",3/4"SCWD BNT SOV,ACT,OLD ST | 184
50-1043 | GASKET KIT FOR 2-1/2",3" AS/GS,AW/GW SOV,HSCK | 41
50-1044 | BONNET ASSY FOR 2-1/2"& 3" AS/GS, AW/GW SHUT-OFF | 406
50-1044ACT | BONNET ASSY,2-1/2"& 3" AS/GS,AW/GW SOV,ACT | 569
50-1046 | THROTTLING PLUG ASSY 1-1/2" RS/VS/RW/VW EXP REG. | 207
50-1047 | THROTTLING PLUG ASSM FOR 2"RS/VS EXP REGULATOR | 270
50-1048 | KIT,YELLOW SEAL CAP,1-1/2" - 2" HEV | 72
50-1048ACT | KIT,YELLOW SEAL CAP,1-1/2" - 2" HEV,ACT | 101
50-1049 | YELLOW SEAL CAP,O-RING 3/8"-1-1/4" EXPANSION REG | 40
50-1050 | SEAL CAP KIT, 2-1/2" - 4" HAND EXPANSION VALVE | 69
50-1051 | BAR HANDLE FOR 2-1/2", 3" EXPANSION REGULATOR | 66
50-1052 | BONNET ASSEMBLY FOR 3" AW/GW SHUT-OFF VALVE | 1088
50-1053 | THROTTLING PLUG KIT FOR RS/RSB/VS/VSB051 EXP REG. | 92
50-1054 | THROTTLING PLUG KIT FOR RS/RSB/VS/VSB076 EXP REG. | 94
50-1057 | BONNET ASSEMBLY FOR 3/4" RS,VS EXPANSION VALVE | 168
50-1058 | THROTTLING PLUG ASSEM 3" EXPANS REG | 513
50-1059 | THROTTLING PLUG ASSM FOR 2-1/2" EXPANSION VALVE | 494
50-1060 | THROTTLING PLUG ASSM 3/8"RT038,VT038 EXP.REG. | 87
50-1061 | KIT,THROTTLING PLUG,1/2" RT,VT EXP.REG. | 91
50-1062 | KIT,THROTTLING PLUG,3/4" RT,VT EXP.REG. | 122
50-1063 | THRTL PLUG KIT FOR RW401 & VW401 EXP REG. | 475
50-1065 | GASKET KIT FOR 4" AW401/GW401, AW402/GW402 | 57
50-1066 | BONNET ASSEMBLY KIT FOR AW402/GW402 SHUT-OFF VLV | 555
50-1066P | BONNET ASSY KIT FOR AW402/GW402 SOV(P) | 564
50-1067 | SEAT DISC ASSY FOR 4" GW,AW(BLUE)SHUT-OFF VALVE | 139
50-1068 | BONNET ASSEM RS125, VS125 EXPANSION REGULATOR | 206
50-1069 | BAR HANDLE KIT FOR GAUGE VALVES | 20
50-1070 | GASKET KIT FOR 1/4" GAUGE, PURGE & NEEDLE VALVES | 19
50-1071 | SC KIT,1/4" GAUGE VLV, HS7, 3/4"-1-1/4" HA4A, HS4A | 40
50-1072 | METAL SEAL CAP KIT FOR "G" VALVES W/WIRE SEAL ASSY | 63
50-1073 | SEAL CAP WIRE SEAL ASSY TO ABOVE VLV.(1-1/2"&2) | 80
50-1074 | GASKET KIT FOR 3/8" GAUGE, PURGE, & NEEDLE VLVS | 26
50-1075 | BAR HANDLE FOR H7773, H7774, H958 | 35
50-1078 | KIT, BONNET FOR 3" RW,VW EXPANSION VALVES | 512
50-1080 | BONNET ASSEMBLY FOR 5"SHUT-OFF VALVE GW500, AW500 | 909
50-1081 | KIT,BONNET ASSY,6"SHUTOFF | 1074
50-1082 | GASKET KIT FOR 5" SHUT-OFF VALVE AW500/GW500 | 69
50-1083 | GASKET KIT FOR 6" SHUT-OFF VALVE AW600/GW600 | 74
50-1084 | GASKET KIT FOR 8" SHUT-OFF VALVES AW800/GW800 | 141
50-1085 | BONNET ASSEMBLY FOR 8" SHUT-OFF VALVE AW800/GW800 | 1994
50-1089 | HW KIT FOR 5" AND 6" SHUT- OFF VLV,AW500H/GW500H | 150
50-1090 | HW KIT FOR 8"HANSEN AW800H/GW800H,SHUT-OFF | 277
50-1091 | SC KIT FOR 5&6"HANSEN AW500C/GW500C,SHUT-OFF | 139
50-1092 | SC KIT, 8" & 10" HANSEN SOV | 230
50-1094 | BONNET KIT FOR 1/2" AND 3/4" 4-BOLT SHUT-OFF VALVE | 155
50-1094ACT | BONNET KIT FOR 1/2" AND 3/4" 4-BOLT SOV,ACT | 217
50-1094Z | BONNET KIT FOR 1/2" AND 3/4" 4-BOLTSHUT-OFF, PLTD | 185
50-1095 | BONNET KIT FOR 1",1-1/4" BOLT BONNT SOV,MVP | 155
50-1095ACT | BONNET KIT FOR 1",1-1/4" BOLT BONNT SOV,MVP,ACT | 217
50-1095Z | 1"-1-1/4"BONNET KIT FOR 4-BOLT SHUT-OFF VALVE(PLT) | 185
50-1104 | BONNET KIT 1/2" 4BOLT HEV, SOV | 135
50-1104ACT | BONNET KIT 1/2" 4BOLT HEV, SOV,ACT | 189
50-1105 | BONNET KIT 3/4" 4BOLT EXPANSION SHUT-OFF VLV | 168
50-1105Z | BONNET ASSY FOR 3/4" RSB, VSB ,PLATED | 189
50-1106 | BONNET KIT FOR THE 1" 4-BOLT EXPAN SHUT-OFF VALVE | 157
50-1107 | BONNET KIT,1-1/4" 4-BOLT EXPANSION,SHUTOFF VLV,MVP | 181
50-1107ACT | BONNET KIT,1-1/4" 4-BOLT EXPANSN,SOV,MVP,ACT | 254
50-1107E | BONNET KIT 1-1/4" 4-BLT,HEV,SOV(P),CATI,MODA,EF106 | 181
50-1108 | KIT, BONNET FOR 2-1/2" RW251, VW251 | 586
50-1109 | LOCK RNG KIT FOR PKG NUT 1/2"-1-1/4"GT,AT,GS,AS | 91
50-1110 | LOCKING RING KIT FOR PKG NUT 1-1/2"-2",GS, AS | 124
50-1111 | LOCKING RING KIT FOR PKG NUT 2-1/2"-4",GS,AS,GW,AW | 130
50-1112 | HDWHL KIT FOR 1/2"-1-1/4" S/O VLV,RHINO(ORANGE) | 115
50-1113 | HW KIT FOR 1/2"-1-1/4" SHUT-OFF VLV,RHINO(BLUE) | 115
50-1114 | HDWHL KIT FOR 1/2"-1-1/4" S/O VLV.RHINO(PURPLE) | 115
50-1115 | HANDWHEEL KIT 1-1/2"-2" SHUT-OFF VLV,RHINO(ORANGE) | 163
50-1116 | HW KIT FOR 1-1/2",2" SHUT-OFF VLV,RHINO(BLUE) | 163
50-1117 | HANDWHEEL KIT 1-1/2",2" SHUT-OFF VLV,RHINO(PURPLE) | 163
50-1118 | HANDWHEEL KIT 2-1/2",3" SHUT-OFF VLV,RHINO(ORANGE) | 207
50-1119 | HW KIT FOR 2-1/2",3" SHUT-OFF VLV,RHINO(BLUE) | 207
50-1120 | HANDWHEEL KIT 2-1/2",3" SHUT-OFF VLV,RHINO(PURPLE) | 207
50-1121 | BONNET ASSEMBLY FOR 4"RW, VW EXP.VLV | 648
50-1122 | KIT, GASKET 10" BW SOV | 312
50-1123 | KIT, GASKET 12" BW SOV | 395
50-1124 | KIT, GASKET 14" BW SOV | 461
50-1125 | KIT, BONNET ASSEMBLY 10" | 4375
50-1126 | KIT, BONNET ASSEMBLY 12" | 6357
50-1127 | KIT, BONNET ASSEMBLY 14" | 8369
50-1131 | KIT, HANDWHEEL 10" SOV | 300
50-1132 | KIT, HANDWHEEL 12" & 14" | 763
50-1134 | KIT, SEAL CAP 12" & 14" SOV | 391
50-1136 | KIT, GASKET 1-1/2"-2" STOP-CHECK | 39
50-1138 | KIT, GASKET 4" STOP-CHECK | 63
50-1139 | KIT, GASKET 5" STOP-CHECK | 119
50-1141 | KIT, ASSY, 1-1/4" BONNET, HSCK | 409
50-1142 | KIT, BONNET ASSEMBLY- HSCK 1-1/2" & 2" | 451
50-1143 | KIT, BONNET ASSEMBLY- HSCK 2-1/2" & 3" | 551
50-1144 | KIT, BONNET ASSEMBLY, HSCK 4" | 1133
50-1145 | KIT, BONNET ASSEMBLY,HSCK 5" | 2389
50-1147 | KIT, 1-1/4" DISC. ASSY, STOP/CHECK VLV | 141
50-1148 | KIT, 1-1/2"-2" DISC. ASSY, STOP/CHECK VLV | 183
50-1149 | KIT, 2-1/2"-3" DISC. ASSY, STOP/CHECK VLV | 218
50-1150 | KIT, 4" DISC. ASSY, STOP/CHECK VLV | 370
50-1151 | KIT, 5" DISC. ASSY, STOP/CHECK VLV | 761
50-1152 | KIT, 6" DISC. ASSY, STOP/CHECK VLV | 852
50-1153 | KIT, 1-1/4" GASKET, HSCK | 30
50-1154 | HW KIT 1-1/2"&2"GS,AS,SHUT-OFF VLV,RHINO(GRAY) | 163
50-1155 | HW KIT 2-1/2"4"GS,GW,AW,AS,SHUTOFF VLV,RHINO(GRAY) | 207
50-1156 | 5"&6"HW KITFOR AW, GW (RHINO)GRAY | 277
50-1157 | HW KIT 12" & 14" GW,AW, RHINO(GRAY), HANSEN | 1044
50-1158 | KIT, 8" & 10" HANDWHEEL GRAY RHINO, HANSEN SOV | 381
50-1159 | KIT, LOCKING RING 8" HANSEN | 242
50-1160 | KIT, LOCKING RING 10" HANSEN | 242
50-1161 | KIT, LOCKING RING 14" HANSEN | 393
50-1163 | BAR HANDLE KIT, 3/8" - 1-1/4" HEV, RHINO (GRAY) | 196
50-1164 | GASKET KIT 1-1/2",2" ASE/GSE RSE/VSE SOV | 47
50-1165 | EXT BONNET ASSEMBLY KIT FOR 1-1/2"-2" SOV | 365
50-1166 | GASKET KIT FOR 2-1/2",3", ASE/GSE,AWE/GWE SOV | 70
50-1167 | EXT BONNET ASSY FOR 2-1/2",3", ASE/GSE,AWE/GWE SOV | 534
50-1168 | KIT, LOCKING RING 5" & 6", HANSEN SOV | 131
50-1169 | KIT, LOCKING RING 12", HANSEN SOV | 393
50-1170 | HW KIT 3/4"-1-1/4"GS,AS,SHUT-OFF VLV,RHINO (GRAY) | 115
50-1171 | KIT, GASKET 1/2" - 1-1/4" EXT. NECK SOV | 23
50-1172 | BONNET KIT FOR 1/2" AND 3/4" EXT. NECK SOV | 180
50-1173 | BONNET KIT 1/2" EXPANSION, EXTENDED BONNET | 165
50-1174 | BONNET KIT FOR 1" AND 1-1/4" EXT. NECK SOV | 233
50-1175 | BONNET KIT 3/4" EXPANSION, EXTENDED BONNET | 184
50-1176 | BONNET KIT 1" EXPANSION, EXTENDED BONNET | 215
50-1177 | BONNET KIT 1-1/4" EXPANSION, EXTENDED BONNET | 250
50-1178 | BONNET KIT 1-1/2" EXPANSION, EXTENDED BONNET | 363
50-1179 | BONNET KIT 2" EXPANSION, EXTENDED BONNET | 402
50-1180 | BONNET KIT 2-1/2" EXPANSION, EXTENDED BONNET | 613
50-1181 | BONNET KIT 3" EXPANSION, EXTENDED BONNET | 796
50-1182 | BONNET KIT 4" EXPANSION, EXTENDED BONNET | 1040
50-1184 | BONNET KIT FOR 4" EXT. NECK SOV | 869
50-1193 | KIT, HANDWHEEL FOR 16"-18" HANSEN SOV | 2179
50-1194 | KIT, 16"-18" SEAL CAP, HANSEN SOV | 529
50-1195 | KIT, GASKET 1/2"-3/4",3WAY DUAL SOV | 18
50-1196 | KIT, GASKET, 16" BW SOV | 823
50-1197 | KIT, GASKET, 18" BW SOV | 827
50-1199 | KIT, BONNET ASSEMBLY, 18" BW SOV | 16763
50-1202 | KIT, BONNET 1-1/2"-2" AS/GS SOV W/S.S. TRIM | 179
50-1203 | GASKET KIT, 4" AWE/GWE SOV | 67
50-1204 | KIT, BONNET, 600 PSI, 1/2"-3/4" BOLTED BONNET SOV | 285
50-1205 | KIT, BONNET, 600 PSI, 2-1/2"-3" BOLTED BONNET SOV | 544
50-1206 | KIT, BONNET, 600 PSI, 4" BOLTED BONNET SOV | 696
50-1207 | KIT, BONNET, 600 PSI, 1"-1-1/4" BOLT BONN SOV | 285
50-1208 | KIT,BONNET,600 PSI,1-1/2"-2" BOLT BONN SOV | 451
50-1209 | KIT,BONNET,EXT NECK,1-1/2"-2"SOV,PLTD | 395
50-1210 | KIT,BONNET,EXT NECK,2" HEV,PLTD | 440
50-1212 | GREEN SEAL CAP KIT W\O-RING,3/4"-1-1/4"MVP | 39
50-1213 | KIT,GREEN SEAL CAP W\GASKET,1.5"-2"SCK,MVP40/50-4 | 87
50-1213ACT | KIT,GREEN SEAL CAP W\GSKT,ACT,1.5-2"SCK,MVP40/50-4 | 121
50-1215 | KIT,BONNET,3/4" - 1-1/4",CHECK/STRNR,MVP | 192
50-1215ACT | KIT,BONNET,3/4" - 1-1/4",CHECK/STRNR,MVP,ACT | 268
50-1216 | KIT,BONNET,1-1/2" - 2",CHECK,MVP | 305
50-1217 | KIT,BONNET,3/4" - 1-1/4",BLANK,MVP | 192
50-1218 | KIT,BONNET,1-1/2" - 2",BLANK,MVP | 305
50-2212 | RING, MAIN SEAT 12" SOV | 312
50-2223 | O-RING, (-451), BONNET 10" | 42
50-2224 | O-RING, (-322), STEM 10" SOV | 14
50-2243 | O-RING, (-460), BONNET 14" | 76
50-2245 | O-RING, (-327), STEM 14" SOV | 25
50-2250 | BONNET BOLT, 7/8-9 HEX, X 3-1/2" LG | 14
50-2260 | O-RING, (-458), BONNET, 12" | 62
50-2264 | O-RING, (-325), STEM, 12" | 19
50-2265 | HW FOR 1/2"-1-1/4""SHUT-OFF VLV,RHINO(ORANGE) | 115
50-2266 | HANDWHEEL FOR 1/2"-1-1/4" SHUT-OFF VLV,RHINO(BLUE) | 115
50-2267 | HW FOR 1/2"-1-1/4" SHUT-OFF VLV,RHINO(PURPLE) | 115
50-2268 | HANDWHL 1/2",2"GS,AS,GW,AW SHUTOFF VLV,RHINO(ORNGE | 115
50-2269 | HW FOR 1-1/2-2"GS,AS,GW,AW SHUT-OFF VLV,RHINO(BLUE | 163
50-2270 | HW FOR 1-1/2,2"GS,AS,GW,AW S-OFF VLV,RHINO(PURPLE | 163
50-2271 | HANDWHEEL FOR 3"GW,AW SHUT-OFF VLV,RHINO(ORANGE) | 207
50-2272 | HW FOR 2-1/2"3,4"GW,AW SHUT-OFF VLV,RHINO(BLUE) | 207
50-2273 | HW FOR 2-1/2",3",4" SHUT-OFF VLV,RHINO(PURPLE) | 207
50-2304 | KIT, 12" STEM ASSEMBLY, SOV | 656
50-2316 | SPRING, 2" STOP-CHECK VALVE | 39
50-2407 | HANDWHEEL FOR 3/4"-1-1/4"VALVE, GRAY RHINO | 115
50-2408 | HANDWHEEL FOR 1-1/2"-2"RHINO(GRAY) | 163
50-2409 | HANDWHEEL FOR 2-1/2"-4" SHUTOFF, GRAY RHINO | 207
50-2416 | STEM ASSEMBLY, 1-1/2"-2" STOP/CHECK VALVE | 276
50-2460 | HANDWHEEL FOR 5" & 6" RHINO(GRAY) | 277
50-2461 | HANDWHEEL FOR 12"-14" RHINO(GRAY) HANSEN SOV | 1044
50-2462 | 5" & 6" LOCKING RING FOR AW, GW SHUT-OFF VLV. | 131
50-2463 | 12" LOCKING RING FOR AW,GW SHUT-OFF VLV. | 393
50-2464 | 16" HANDWHEEL, 8" & 10" GRAY RHINO, HANSEN | 381
50-2465 | LOCKING RING, 8" HANSEN SOV | 242
50-2466 | LOCKING RING 10", HANSEN SOV | 242
50-2467 | LOCKING RING 14", HANSEN SOV | 393
50-2471 | GASKET, BONNET 2" STOP CHECK VALVE | 14
50-2478 | STEM, EXTENSION 1/2" THRU 1-1/4" H.V.(4-BOLT) | 76
50-2506 | ASSY,EXT BONNET,2-1/2" - 3",SOLDERED | 860
50-2570 | ASSY, 2" ANGLE, EXTENDED NECK, EXP. VLV, SW | 23
50-2582 | O-RING, (-463), BONNET, 16" SOV | 47
50-2584 | O-RING, (-467), BONNET 18" SOV | 61
50-2621 | PACKING NUT, STAINLESS STEEL, 10" SOV | 591
50-2840P | MACHINED 10" BONNET, INCREASE SQUEEZE, SOV | 4375
65-0022 | O-RING, (-356), FLOAT DRAIN REGULATOR 100 MX | 20
65-0023 | SCREW, 5/8-11 X 1-3/4" HHCS MX | 13
65-0055 | O-RING, (-371), FDR 200 FACE SEAL MX | 42
65-0056 | O-RING, (-378), FDR 300 FACE SEAL MX | 62
65-0057 | SCREW,5/8-11X2"HEX HD G5 PLATE MX | 13
65-0092 | HANDLE, FDR 300 # | 30
65-0094 | SEAT GASKET FOR HT100/HT200 FLOAT DRAIN REGULATORS | 13
65-0121 | GASKET,TEE SEAT FDR 300 | 12
65-0154 | ORIFICE SEAT FOR HT100, .0093 SQUARE INCH | 157
65-1001 | FLOAT BALL ASSEMBLY KIT FOR HT300MF | 1205
65-1002 | GASKET KIT FOR HT100 | 103
65-1003 | FLOAT BALL ASSEMBLY KIT FOR HT100MN | 695
65-1004 | FLOAT BALL ASSEMBLY KIT FOR HT200MF | 934
65-1014 | FLOAT BALL ASSEM KIT HT100MF FOR HALO | 645
65-1017 | HD100N COVER ASSEMBLY | 1508
65-1018 | FLOAT BALL ASSEMBLY KIT FOR HT200MN | 934
65-1019 | GASKET KIT FOR HT200 | 118
65-1020 | GASKET KIT FOR HT300 | 138
65-1021 | FLOAT BALL ASSEMBLY KIT FOR HT200LN | 934
65-1022 | FLOAT ASSEMBLY KIT FOR HT200HN | 934
65-1023 | FLOAT BALL ASSEMBLY KIT FOR HT300MN | 1205
65-1024 | FLOAT BALL ASSEMBLY KIT FOR HT300HN | 1205
65-1025 | FLOAT BALL ASSEMBLY KIT FOR HD101N | 695
65-1026 | FLOAT BALL ASSEMBLY KIT FOR HD101F | 695
65-1027 | FLOAT BALL ASSEMBLY KIT FOR HT100LN | 695
65-1028 | FLOAT BALL ASSEMBLY KIT FOR HT100LF | 695
65-1029 | FLOAT BALL ASSEMBLY KIT FOR HT100HF | 695
65-1030 | FLOAT BALL ASSEMBLY KIT FOR HT200HF | 934
65-1031 | FLOAT BALL ASSEMBLY KIT FOR HT300HF | 1205
65-1032 | FLOAT BALL ASSEMBLY KIT FOR HT300LN | 1205
67-0007 | 24 HOUR TIME CLOCK, 120V/230V (OLD FM/P-11/12-A) | 180
67-0009 | 7 DAY TIMECLOCK 120V/230V (OLD FM/P-71/72-A) | 180
67-0014 | ENCLOSURE, FROST MASTER,SMOKED TRANS | 160
67-0015 | PANEL,FROST MASTER W/O ENCLOSU | 67
67-0016 | SCREW,6-32 X 5/16" SS PAN HEAD | 12
67-0029 | TIMESWITCH, 24HR GRASSLIN 115V(FM/P-11/12-B) | 180
67-0030 | TIMESWITCH, 7-DAY GRASSLIN 115V(FM/P-71/72-B) | 180
67-1013 | KIT, REFRIGERANT KEY FOR R-22 | 69
67-1014 | KIT, REFRIGERANT KEY FOR R-134a | 69
67-1015 | KIT, REFRIGERANT KEY FOR R-404A | 69
67-1016 | KIT, REFRIGERANT KEY FOR R-507A | 69
70-0009 | O-RING, (-022), UPPER BODY 1/2" | 12
70-0011 | O-RING, (-017), LOWER BODY FOR HS8 VALVE | 13
70-0018 | CLOSING SPRING FOR HS8 SOLENOID VALVE | 13
70-0021 | (70-0545) 1/2"X 1/4"FPT FLANGE | 36
70-0054 | (70-0531) 7/16"X 2-1/2" HX BOLT | 13
70-0057 | HOUSING FOR HA2 SMALL PRESSURE REGULATOR | 114
70-0065 | GASKET, 050 FLANGE AND CNTRL VLV PILOT PORT | 15
70-0065W | FLANGE GASKET FOR 1/4" TO 3/4", GARLOCK | 14
70-0074 | (70-0535) 7/16-14 X 4-1/2 HX BOLT | 13
70-0075 | (70-0534) 7/16-14 x 5" HX BOLT | 13
70-0076 | (70-0533) 7/16-14 X 5-1/2" HX HEAD BOLT, G2 | 13
70-0077 | (70-0532) 7/16-14 X 7 HX BOLT | 14
70-0090 | HA2B BODY ONLY, WITH GAUGE PORT PLUG | 182
70-0100 | ASSEMBLY, HS2 BRASS 1/4" | 287
70-0130 | O-RING, (-127), LOWER BODY HS7 | 13
70-0131 | O-RING, (-135), UPPER BODY HS7 | 13
70-0132 | GASKET, 3/4", 1", 1-1/4" FLANGE | 15
70-0134 | (70-0544) 5/8"-11 X 6-1/2" LONG BOLT SQ HD | 14
70-0135 | (70-0537) 5/8"-11 X 3-1/4" LONG BOLT | 13
70-0136 | (70-0539) 5/8"-11 FLANGE NUT | 13
70-0139 | 1/2"X1/4" FEMALE FLANGE CP | 39
70-0141 | 1/2" X 1/2" FEMALE FLANGE | 36
70-0144 | SEE 70.1001 | 71
70-0148 | (70-0528) 7/16-14 X 6 HX BOLT | 13
70-0150 | SPRING PIN | 13
70-0174 | ORIFICE PLATE #100 | 36
70-0178 | Q-MIN FLANGE UNION ASSEMBLY 1"SW FOR CNF32,CNF40 | 164
70-0180 | Q-MIN FLANGE UNION ASSEMBLY 1/2" FPT END | 151
70-0181 | Q-MIN FLANGE UNION ASSEMBLY 3/4" FPT | 154
70-0196 | SEAT CARTRIDGE HCK4-2 | 21
70-0198 | O-RING, (-018), SEAT CARTRIDGE FOR HCK4-2 | 13
70-0203 | CLOSING SPRING FOR HCK4-2 | 14
70-0213 | ORIFICE .031 #50 MALE FOR AP PURGER | 54
70-0225 | 7/16"-14 UNC X 3-1/4" HX BOLT, PLATED | 13
70-0230 | (70-0538) BOLT, 5/8"-11 X 7" SQ HD G2 | 15
70-0240 | 1/2" X 1/2" SW FLANGE FOR APM MX | 69
70-0244 | "E" PURGER ORIFICE PLATE #50 MALE X FEMALE | 35
70-0267 | (70-0542) 5/8"-11 X 4-1/2" SQ HD BOLT | 13
70-0268 | (70-0540) 5/8"-11 X 6" SQ HD BOLT | 14
70-0269 | 70-0543 5/8-11 UNC X 8 SQ HD BOLT | 19
70-0272 | HCK4-2 1/2"FLG INLINE CHK VLV,10# SPR,L/FLGS | 110
70-0281 | LOCKNUT | 12
70-0339 | (70-0541) 5/8"-11 UNC X 2-3/4" SQ HD BOLT | 13
70-0390 | EXPLOSION PROOF ASCO SOLENOID VALVE 120V 60HZ | 811
70-0517 | COIL,ASCO,120V TYPE 7 EXPLOSION PRF,238-614-032 | 629
70-0518 | COIL,ASCO,220V TYPE 7 EXPLOSION PRF,238-614-058 | 629
70-0519 | EXPLOSION PROOF ASCO SOLENOID VLV, 220V 60HZ | 811
70-0529 | (70-0073) 7/16"-14 UNC X 3-3/4" BOLT HX HD / PLT | 14
70-0530 | (70-0055) 7/16"-14 UNC NUT G2 / PLATED | 14
70-0531 | (70-0054) 7/16"-14 UNC X 2-1/2" BOLT G2 / PLATED | 14
70-0532 | (70-0077) 7/16"-14 UNC X 7" HX BOLT / PLATED | 15
70-0533 | (70-0076) 7/16-14 X 5-1/2 HX BOLT, G2 / PLATED | 14
70-0535 | 70-0074 7/16-14 X 4-1/2 HX BOLT / PLATED | 14
70-0537 | (70-0135) PLATED, BOLT, 5/8"-11 X 3-1/4" LONG | 15
70-0539 | (70-0136) 5/8"-11 UNC FLANGE NUT, G2 / PLATED | 15
70-0540 | (70-0268) 5/8"-11 UNC X 6" SQ HD BOLT / PLATED | 15
70-0541 | (70-0339) 5/8"-11 UNC X 2-3/4" SQ HD / PLATED | 15
70-0542 | (70-0267) 5/8"-11 UNC X 4-1/2" SQ HD / PLATED | 15
70-0544 | (70-0134) 5/8"-11 X 6-1/2" SQ HD BOLT,G2 / PLATED | 15
70-0554 | 70-0234 PLATED-#50 X 1/2" WN FLANGE | 50
70-0579 | KNOB, ENC COIL | 36
70-0669 | ASSY, 1" SW PISTON CHECK VALVE | 395
70-0670 | PISTON ASSY, 3/4"-1-1/4" HCK SW | 240
70-0723 | ASSEMBLY, SEAT REMOVAL TOOL FOR HS8W | 62
70-0741 | TS1 - TEMPERATURE PROBE, 2" LENGTH, PXVC 6.5 FT | 34
70-0745 | 1/8"-27 PIPE PLUG/W .040 ORIFICE, PXV5 | 50
70-0746 | 1/8"-27 PIPE PLUG/W .070 ORIFICE, PXV15 | 50
70-0768 | DIN PLUG, 4-PIN MINI 9.4 DIN W/ CABLE | 19
70-0769 | PRESSURE TRANSDUCER,VAC-285 PSIG,4-20mA, | 155
70-0784 | EXPLOSION PROOF ASCO SOLENOID VALVE, 12-24V DC | 402
70-1001 | BONNET CARTRIDGE KIT FOR HS8A/HS8W SOLENOID VALVE | 194
70-1002 | PISTON ASSEMBLY KIT FOR HS8A/HS8W SOLENOID VALVE | 104
70-1003 | STEM KIT FOR HS8 SOLENOID VALVE | 101
70-1005 | GASKET KIT FOR HS8A,HS8W SOLENOID VALVE | 42
70-1006 | BOLT AND NUT KIT FOR HS6 & HS8 (LESS STRAINER) | 14
70-1007 | LONG BOLT AND NUT KIT FOR HS6 & HS8(WITH STRAINER | 14
70-1011 | GASKET KIT FOR HS6 SOLENOID VALVE | 39
70-1012 | KIT, HS6 ASSEMBLY BODY REPLACEMENT | 228
70-1017 | GASKET KIT FOR HS7, HCK1 | 52
70-1018 | BONNET-CARTRIDGE KIT HS7 | 256
70-1019 | KIT,PISTON ASSY,3/4" HS7 SOL VLV,HCK1 | 240
70-1020 | KIT,PISTON ASSY,FOR 1" HS7,HCK1 | 256
70-1021 | KIT, PISTON ASSY, FOR 1-1/4" HS7, HCK1 | 273
70-1022 | STEM KIT HS7 | 53
70-1024 | FLANGE BOLT AND NUT KIT FOR HS7 (LESS STRAINER) | 30
70-1025 | FLANGE BOLT AND NUT KIT FOR HS7 (COUPLED FOR STR) | 36
70-1038 | KIT,PISTON ASSY,HS7,3/4" (NEW SC) | 250
70-1039 | KIT,PISTON ASSY,HS7,HCK1,1" (NEW SC) | 250
70-1040 | KIT,PISTON ASSY,HS7,HCK1,1-1/4" NEW SC | 250
70-1059 | HANSEN PLUNGER KIT | 117
70-1068 | REMOVEABLE SEAT/ORIFICE KIT FOR APM(SOL B OR C) | 50
70-1069 | REMOVEABLE SEAT/ORIFICE KIT FOR APM(SOLENOID A) | 50
70-1072 | SOLENOID TUBE/ PLUNGER KIT, FOR PXV/PXVW | 205
70-1075 | SEAL CAP KIT FOR HS8A,HS6 | 19
70-1109 | KIT, UPPER PISTON, 3/4"-1-1/4" HS4D | 153
70-1110 | KIT, UPPER PISTON, 1-1/2" - 2" HS4D | 166
70-1111 | KIT, UPPER PISTON, 2-1/2"-3" HS4D | 236
70-1112 | KIT, UPPER PISTON, 4" HS4D | 367
70-1114 | KIT,PLUNGER/TUBE ASSY,N.O. SOLENOID | 320
70-1125 | KIT, GASKET, PXVW, HS8W | 42
70-1128 | KIT, ADJUSTABLE STEM, PXVW | 100
70-1129 | KIT, PISTON/SEAT FOR PXVW60 | 135
70-1130 | KIT, DIN CONNECTOR/GASKET/SCREW | 17
70-1132 | KIT, PISTON/SEAT FOR HS8W | 208
70-1133 | KIT, BONNET CARTRIDGE, PXVW60 | 389
70-1134 | KIT, GASKET, PXV | 25
70-1136 | KIT, OLD HS8A PISTON, V-NOTCH | 104
70-1139 | KIT, SEAL CAP, PXVW | 58
70-1140 | KIT,2-STEP "SD" UPPER HOUSING,MVP20-MVP32 | 758
70-1141 | KIT,2-STEP "SD" UPPER HOUSING,MVP40-MVP50 | 905
70-1145 | KIT, SEAT/TOOL FOR HS8W | 142
70-1158 | KIT, SOL TUBE SCREWS & O-RING (-115) | 37
72-0003 | O-RING, (-034), SEAT CARTRIDGE FOR HCK4-3,-4,-5 | 13
72-0005 | (72-0108) 5/8"-11 X 4" SQ HD BOLT | 13
72-0009 | HCK4-3 3/4"FLG IN-LINE CHECK VALVE,LESS FLGS | 154
72-0010 | HCK4-4 1" FLGED IN-LINE CHECK VLV, LESS FLG | 207
72-0011 | HCK4-5 1-1/4"FLGD IN-LINE CHECK VALVE,LESS FLANGES | 326
72-0017 | O-RING, (-234), SEAT CARTRIDGE 1-1/2", 2", HCK4 | 18
72-0020 | SEAT, 2" CHECK VALVE PLATED BRIGHT BLUE | 83
72-0027 | O-RING, (-244), SEAT CARTRIDGE 2-1/2", 3", HCK4 | 18
72-0033 | (72-0109) 3/4"-10 UNC X 7" SQ HD BOLT | 13
72-0049 | O-RING, (-253), SEAT CARTRIDGE, 4" HCK4 | 18
72-0051 | (72-0107) 7/8"-9 X 7.5" SQ HD BOLT | 13
72-0063 | SPRING, ANGLE CHECK | 14
72-0065 | CAP FOR APM STRAINER AND CHECK VALVE | 30
72-0066 | O-RING, (-115), SOL TUBE AND CHECK VALVE | 12
72-0072 | HCK4-2 1/2"FLG IN-LINE CHECK VALVE,LESS FLGS | 153
72-0076 | GASKET, 1-1/4" 4 BOLT FLANGE | 13
72-0092 | LR CLOSING SPRING FOR 2" HCK4 | 26
72-0107 | (72-0051) 7/8"-9 UNC X 7-1/2" SQ HD BOLT / PLATED | 14
72-0108 | (72-0005) 5/8"-11 X 4" SQ HD BOLT / PLATED | 14
75-0093 | GASKET,BOTTOM COVER/ADAPT,2-1/2"-3" STR/CONTROL V | 20
75-0094 | SEAT RING REMOVAL TOOL FOR 3" HA4A/HS4A VALVES | 193
75-0113 | GASKET,ADAPTER,1-1/2",2"HS/HA/HCK | 15
75-0125 | GASKET, FOR 2-1/2" HA4A, HS4A FLANGE | 15
75-0128 | GASKET, 3-C VICTOR REINZ VR-80 | 20
75-0137 | GASKET, FOR 3" HA4A, HS4A FLANGE | 17
75-0137W | FLANGE GASKET FOR 3" HA4A, HS4A, GARLOCK | 17
75-0138 | GASKET, 1-1/2", 2" FLANGE | 15
75-0138W | 1-1/2" 2" FLANGE GASKET, GARLOCK | 14
75-0167 | GASKET,COVER C-4431 1-1/4"PROP | 13
75-0175 | SCREW,1/2"-13 X 1-3/4" HEX | 13
75-0183 | O-RING, (-223), BOTTOM CAP FOR 1-1/4" HA4A | 15
75-0189 | PLUG, 1/4" NPT HEX HEAD | 13
75-0190 | (75-2086) SCREW,1/2"-13 X 1-1/2" LONG SHC | 12
75-0196 | GASKET, 2-C VICTOR REINZ VR-80 | 17
75-0202 | (75-2082) 3/4-10 UNC X 3 3/4" SQ HD BOLT | 13
75-0210 | (75-2081) 3/4-10 HEX NUT | 13
75-0226 | ADAPTER, 2-PORT SERIES, 4" | 125
75-0227 | ADAPTER, 2-PORT PARALLEL, 4" | 125
75-0233 | TOP ADAPTER GASKET FOR 4" HA4A, HS4A | 19
75-0234 | GASKET, 4-C VICTOR REINZ VR-80 | 18
75-0253 | FLANGE GASKET FOR 4" HA4A, HS4A | 20
75-0263 | SEAT RING REMOVAL TOOL FOR 2-1/2" HA4A/HS4A VALVES | 172
75-0264 | TOOL, SEAT RING REMOVAL, 1-1/2"&2" CNTRL VLV | 267
75-0265 | SEAT RING REMOVAL TOOL FOR 4" HA4A/HS4A VALVES | 228
75-0274 | O-RING,(-037),SEAT FOR 1-1/2",2" HA4A,HS4A | 14
75-0275 | O-RING, (-041), FOR 2-1/2" HA4A, HS4A | 14
75-0276 | O-RING, (-043), SEAT SEAL FOR 3",4" HA4A/HS4A | 14
75-0279 | (75-2080) 7/8"-9 UNC X 4" SQ HD BOLT | 15
75-0280 | (75-2083) 7/8-9 HEX NUT | 13
75-0291 | BOLT, 3/4"-10 X 2-1/2" LONG | 12
75-0334 | COVER, 4A SINGLE PILOT | 422
75-0337 | O-RING (-029), PRESSURE PILOT | 13
75-0340 | O-RING, (-014), COILS | 12
75-0350 | O-RING, (-012) PILOT ADAPTERS | 13
75-0419 | O-RING, (-007), PRESSURE PILOT | 14
75-0426 | LOWER DIAPHRAGM GASKET FOR PRESSURE PILOT | 14
75-0434 | MANUAL OPENING STEM PIN FOR 4" HA4A, HS4A | 13
75-0439 | DIAPHRAGM FOLLOWER | 23
75-0489 | BONNET GASKET FOR 3/4", 1", 1-1/4" HA4A, HS4A | 15
75-0496 | O-RING, (-011), PRESSURE PILOTS | 12
75-0498 | VACUUM RANGE SPRING | 32
75-0512 | 1-1/4" PISTON SEAL RING | 135
75-0554 | BONNET, MACHINING, 5" AND 6" | 740
75-0580 | FLANGE, #250 X 3" WN | 141
75-0604 | BONNET BOLT, HEX HEAD, PLATE ZINC & YELLOW GRADE 5 | 14
75-0605 | O-RING, (-368) ADPTR(INNER) 5", 6" HA4W/HS4W/HCK2W | 40
75-0606 | O-RING, (-374) ADPTR (OUTER) 5",6" HA4W/HS4W/HCK2W | 42
75-0613 | O-RING, (-166), SEAT SEAL FOR 5",6"HA4W/HS4W | 29
75-0636 | UPPER DIAPHRAGM GASKET FOR PRESSURE PILOT | 14
75-0654 | MOTOR PILOT MOUNTING NUT | 110
75-0656 | MOTOR PILOT BRACKET ASSEMBLY | 449
75-0657 | STEM, MOTORIZED PRESSURE PILOT | 107
75-0670 | BONNET, MACHINED, M.P.P. | 115
75-0675 | O-RING, (-012), QUAD BUNA-N | 13
75-0676 | PLUG,1/2"-14 HEX SOCKET PIPE | 14
75-0679 | VACUUM WASHER | 32
75-0686 | PISTON/SEAT FOR 5" HCK2 | 766
75-0689 | SPRING, 1-1/4" B PISTON.. | 32
75-0706 | ALUMINUM GASKET | 16
75-0709 | LOWRISE CAM 45PSI PENN / 30PSI HONEYWELL | 325
75-0710 | HIGH RISE CAM 90 PSI PENN / 60PSI HONEYWELL | 325
75-0730 | MOUNTING FOOT FOR HONEYWELL MOTOR | 52
75-0755 | 3" 50% REDUCED V-PORT | 656
75-0757 | V-PORT, 5" 50% REDUCED... | 1531
75-0758 | V-PORT, 4" 50% REDUCED. | 696
75-0759 | 5" & 6" SEAT RING REMOVAL TOOL | 1477
75-0765 | 1-1/4" 50%REDUCED V-PORT | 326
75-0771 | 5 PSIG SPRING | 21
75-0772 | 5 PSIG SPRING FOR 4"HA4A | 32
75-0784 | SCREW, 1/4"-20 X 2" LONG | 13
75-0796 | PISTON SEAT FOR 5"HS9B | 789
75-0920 | 1-P CARTRIDGE GASKET | 14
75-0934 | WPROOF CVR #CVR83A-600R FOR M100 PENN MTR | 97
75-0941 | WEATHERPROOF KIT FOR HONEYWELL MOTOR | 96
75-0980 | POWER SUPPLY,28VDC 75WATT | 474
75-0994 | TERMINAL, 9 POSIT, PCI | 15
75-0995 | TERMINAL, 5 POS., PCI | 15
75-1004 | PISTON/SEAT KIT 2" FOR HCK2 | 214
75-1005 | PISTON/SEAT KIT 2-1/2" FOR HCK2 | 262
75-1006 | PISTON/SEAT KIT 3" FOR HCK2 | 278
75-1007 | GASKET KIT 1-1/2", 2" FOR HCK2 & HS9B | 40
75-1008 | GASKET KIT 2-1/2" FOR HCK2 & HS9B | 42
75-1009 | GASKET KIT 3" FOR HCK2 & HS9B | 52
75-1010 | STEM KIT 1-1/2", 2" FOR HCK2 | 103
75-1011 | STEM KIT 2-1/2" FOR HCK2 | 107
75-1012 | STEM KIT 3" FOR HCK2 | 118
75-1013 | STEM KIT 4" FOR HCK2 | 125
75-1014 | SEAL CAP KIT FOR 1-1/2",2"& 3" HA4A, HS4A | 76
75-1016 | KIT,DISC STRAINER,GAS POWERED VLV | 74
75-1017 | GASKET KIT 4" FOR HCK2 & HS9B | 62
75-1018 | PISTON/SEAT KIT FOR 4" HCK2 | 326
75-1019 | PISTON KIT FOR 3/4" - 1-1/4" HA4A, HS4A | 153
75-1020 | V-PORT/SEAT KIT FOR 3/4" HA4,HS4,HS4D,MVP20 | 136
75-1021 | V-PORT/SEAT KIT FOR 1" HA4A, HS4A, HS4D | 180
75-1022 | V-PORT/SEAT KIT FOR 1-1/4" HA4, HS4, HS4D | 187
75-1023 | GASKET KIT FOR 3/4" - 1-1/4" HA4A, HS4A | 35
75-1024 | MANUAL OPENING STEM KIT FOR 3/4"-1-1/4"HA4A,HS4A | 48
75-1025 | PISTON KIT FOR 1-1/2", 2" HA4A, HS4A | 252
75-1026 | PISTON KIT FOR 2-1/2" HA4A, HS4A | 327
75-1027 | PISTON KIT FOR 3" HA4A, HS4A | 392
75-1028 | PISTON KIT FOR 4" HA4A, HS4A | 437
75-1029 | V-PORT/SEAT KIT FOR 1-1/2" HA4A, HS4A | 201
75-1030 | V-PORT/SEAT KIT FOR 2" HA4A, HS4A | 261
75-1031 | V-PORT/SEAT KIT FOR 2-1/2" HA4A, HS4A | 286
75-1032 | V-PORT/SEAT KIT FOR 3" HA4A, HS4A | 309
75-1033 | V-PORT/SEAT KIT FOR 4" HA4A, HS4A | 339
75-1039 | GASKET KIT FOR 1-1/2", 2" HA4A, HS4A | 42
75-1040 | GASKET KIT FOR 2-1/2" HA4A, HS4A | 52
75-1041 | GASKET KIT FOR 3" HA4A, HS4A | 57
75-1042 | GASKET KIT FOR 4" HA4A, HS4A | 62
75-1047 | KIT,ADAPTR,3/4"-1-1/4"SINGL PORT,HA4A,HS4A,MVP | 223
75-1047E | 3/4"-1-1/4"SINGLE PORT ADAPT.KIT,CATI MODA EF100 | 223
75-1048 | 3/4" - 1-1/4" 3-PORT ADAPTER KIT,HA4A,MVP | 378
75-1049 | SINGLE PORT ADAPTR KIT FOR 1-1/2",2" HA4A,HS4A,MVP | 367
75-1049E | 1-1/2" - 2" SINGLE PORT ADAPTER KIT | 367
75-1050 | 3-PORT ADAPTER KIT FOR 1-1/2", 2" HA4A, MVP | 467
75-1050E | 1-1/2"-2"3-PORT ADAPT.KIT CE-CAT 11, MOD.H,EF101 | 467
75-1051 | SINGLE PORT ADAPTER KIT FOR 2-1/2"-3" HA4A, HS4A | 401
75-1051E | 2-1/2"-3" SGLE PORT ADPT.KIT,CE-CAT II,MODH,EF101 | 401
75-1052 | 3-PORT ADAPTER KIT FOR 2-1/2" & 3" HA4A | 580
75-1052E | 3-PORT ADAPTER KIT 2-1/2",3"HA4A CATII MODH EF101 | 580
75-1053 | SINGLE PORT ADAPTER KIT FOR 4" HA4A, HS4A | 585
75-1054 | 4" 2-PORT SERIES ADAPTER KIT FOR HA4A | 787
75-1056 | GASKET KIT FOR 1-1/4" HCK2 & HS9B | 40
75-1057 | PISTON/SEAT KIT FOR 1-1/4" HCK2 | 182
75-1065 | 1-1/2"& 2" PISTON SEAT KIT HCK1 | 215
75-1066 | KIT,PISTON,2-1/2" - 3" HCK1 | 372
75-1067 | 4" HCK1 PISTON KIT | 529
75-1071 | KIT, PORT PLUG O-RING & GASKET | 15
75-1073 | PISTON/SEAT KIT FOR 1-1/2" HCK2 | 194
75-1074 | KIT, GASKET 3/4" - 1-1/4" HCK1 | 42
75-1075 | KIT, GASKET 1-1/2" - 2" HCK1 | 45
75-1076 | KIT, GASKET 2-1/2" HCK1 | 48
75-1077 | KIT, GASKET 3" HCK1 | 49
75-1078 | KIT, GASKET 4" HCK1 | 65
75-1107 | DIAPHRAM KIT CONTROL MODULES(PILOTS M3,M3K,M3P/L) | 41
75-1108 | DIAPHRAGM KIT, RANGE V, INLET | 41
75-1109 | SEALED PISTON KIT FOR 5" & 6" HCK2W | 1067
75-1110 | PISTON KIT FOR 5" & 6" HA4W, HS4W | 1225
75-1111 | GASKET KIT FOR 5" & 6" HA4W, HS4W | 116
75-1112 | V-PORT/SEAT KIT FOR 5" HA4W, HS4W | 742
75-1113 | V-PORT/SEAT KIT FOR 6" HA4W, HS4W | 890
75-1114 | 3-PORT ADAPTER KIT FOR 4" HA4A REG. | 1115
75-1114E | KIT, 4" 3-PORT ADAPTER (P) | 1115
75-1115 | PISTON/SEAT KIT FOR 1-1/4"HS9B | 339
75-1116 | PISTON/SEAT KIT FOR 1-1/2"HS9B | 370
75-1117 | PISTON/SEAT KIT FOR 2" HS9B | 391
75-1118 | PISTON/SEAT KIT FOR FOR 2-1/2" HS9B | 441
75-1119 | PISTON/SEAT KIT FOR 3" HS9B | 462
75-1120 | PISTON/SEAT KIT FOR 4" HS9B | 613
75-1129 | 3/4" V-PORT/SEAT KIT,HA4AO/AK(5#SPR),MVP20-AK/AO | 138
75-1130 | 1" V-PORT/SEAT KIT FOR HA4AO/AK(5#SPR),MVP25-AK/AO | 180
75-1131 | V-PORT SEAT KIT FOR 1-1/4" HA4AO/AK/MVP32-AO/AK | 193
75-1134 | SEALED PISTON/SEAT KIT FOR 5"/6" HS9BW | 1067
75-1135 | SEALED PISTON KIT,5" & 6" HCK1W | 726
75-1140 | DIAPHRAM AND GSKT KIT FOR HA4AM CONT MODULE(PILOT) | 39
75-1148 | GASKET KIT FOR 3/4", 1", 1-1/4" HMMV/HMMR/HMV | 18
75-1173 | KIT, V-PORT 3/4" MV, 25% | 146
75-1174 | KIT,V-PORT 3/4", 50% RED CAP FOR HMM | 381
75-1175 | KIT, ASSY, ADJUSTABLE FOLLOWER, MPP | 227
75-1181 | KIT, POWERHEAD, 25 FT CABLE | 2733
75-1182 | DIAPHRAGM KIT, CO2 PRESSURE PILOT | 86
75-1186 | KIT, M3L/P DIFF PILOT/PNEUM.COMP.,RG.A, CO2 | 714
75-1188 | KIT, 1-1/2"-2" PISTON FOR HCK5 | 193
75-1189 | KIT, 2-1/2" PISTON FOR HCK5 | 314
75-1190 | KIT, 4" PISTON FOR HCK5 | 645
75-1191 | KIT, 5"-6" PISTON FOR HCK5W | 1067
75-1192 | KIT, 3" PISTON FOR HCK5 | 341
75-1201 | KIT, S.R. CARTRIDGE 4" SMV | 922
75-1216 | KIT, 1-1/2"-2" PISTON/SEAT, HCK5D | 777
75-1217 | KIT, PISTON/SEAL 2-1/2" HCK5D | 777
75-1218 | KIT, 3" PISTON/SEAT KIT, HCK5D | 1078
75-1219 | KIT, 4" PISTON/SEAT KIT, HCK5D | 1461
75-1220 | KIT, 1-1/2"-2" GASKET HCK5D | 39
75-1221 | KIT, 3" GASKET, HCK5D | 53
75-1222 | KIT, GASKET 4" HCK5D | 66
75-1231 | KIT, 1-1/4" V-PORT/SEAT, 50% REDUCED FOR HA4A | 488
75-1232 | KIT,1-1/2" V-PORT/SEAT,HA4A,HS4A,HS4D,MVP,50% RED | 525
75-1233 | KIT, 2-1/2" V-PORT/SEAT, 50% REDUCED FOR HA4A | 601
75-1234 | KIT, 3" V-PORT/SEAT, 50% REDUCED FOR HA4A | 625
75-1235 | KIT, 4" V-PORT/SEAT, 50% REDUCED FOR HA4A | 1032
75-1236 | KIT,5" V-PORT/SEAT,50% REDUCED FOR HA4W | 2604
75-1238 | KIT,1-1/2" V-PORT/SEAT,HA4A,HS4A,HS4D,MVP,25% RED | 525
75-1247 | BONNET KIT,3/4" TO 1-1/4",SCK,SCKHEV,MVP | 221
75-1248 | KIT,BONNET,3/4" HEV,MVP | 140
75-1248Z | KIT,PLT BONNET,3/4" HEV,MVP | 164
75-1252 | KIT,BONNET,1-1/2" - 2",SCK & SCKHEV,MVP | 402
75-1252E | KIT,BONNET,1-1/2"-2",SCK & SCKHEV,MVP(P) | 402
75-1257 | KIT, PISTON ASSY, 3/4" SCKHEV, MVP | 158
75-1258 | KIT, PISTON ASSY, 1" SCKHEV, MVP | 157
75-1259 | KIT, PISTON ASSY, 1-1/4" SCKHEV, MVP | 159
75-1260 | KIT, PISTON ASSY, 1-1/2" SCKHEV, MVP | 321
75-1261 | KIT, PISTON ASSY, 2" SCKHEV, MVP | 330
75-1262 | KIT, PISTON ASSY, 3/4" SCK, MVP | 121
75-1263 | KIT, PISTON ASSY, 1" SCK, MVP | 126
75-1264 | KIT, PISTON ASSY, 1-1/4" SCK, MVP | 142
75-1265 | KIT, PISTON ASSY, 1-1/2" SCK, MVP | 233
75-1266 | KIT, PISTON ASSY, 2" SCK, MVP | 242
75-1274 | DIAPHRAGM KIT, RANGE V, OUTLET | 40
75-1275 | CARTRIDGE KIT FOR SMV IN 1-1/2" - 2" MVP | 1061
75-1276 | KIT, SEAT RING,3/4"-1" SOL/REGULATOR | 283
75-1277 | V-PORT/SEAT KIT FOR 1" HA4W, HS4W | 301
75-1278 | KIT, SEAT RING,1-1/4" SOL/REGULATOR | 427
75-1279 | V-PORT/SEAT KIT,HA4A,HS4A,HS4D,MVP20,25% RED | 138
75-1280 | V-PORT/SEAT KIT,HA4A,HS4A,HS4D,MVP20,50% RED | 146
75-1281 | KIT, BASIC GASKET, 3/4" - 1-1/4" MVP | 28
75-1282 | KIT, BASIC GASKET, 1-1/2" - 2" MVP | 34
75-1287 | KIT,SEAT RING,1-1/2"-2" SOL/REGULATOR | 144
75-1288 | KIT, BONNET, 5" & 6" HA4W/HS4W | 1564
75-1289 | GASKET KIT, SPOOL, 3/4" MVP | 10
75-1290 | GASKET KIT, SPOOL, 1" - 1-1/4" MVP | 10
75-1291 | GASKET KIT, SPOOL, 1-1/2" - 2" MVP | 14
75-1292 | 4" V-PORT/SEAT KIT, FEP SEAT | 339
75-1293 | 3" VPORT/SEAT KIT, FEP SEAT | 309
75-1295 | KIT,CONVERSION,3/4"-1-1/4"MVP,2-STEP SOL | 952
75-1296 | KIT,CONVERSION,1-1/2"-2"MVP,2-STEP SOL | 1123
75-1302 | KIT, P4 1/2" SEAT | 71
75-1303 | KIT, P4 1/2" PISTON, STOP/CHECK | 116
75-1304 | KIT, P4 1/2" PISTON, STOP/CHECK/EXP | 108
75-1305 | KIT,BONNET,1/2" SCK & SCK/HEV,MVP13 | 214
75-1306 | KIT, P4 1/2" BONNET, CHECK VLV | 296
75-1307 | KIT, P4 1/2" BONNET BLANK | 298
75-1308 | V-PORT KIT FOR 4" HMMR27 | 2756
75-1312 | KIT,RETRO/SPOOL,4" HMMR27,EXP | 2703
75-1313E | KIT,COVER,1.5"-2"PROP,CHK VLV,MVP,CATII,MODH,EF101 | 261
75-1315 | KIT,BONNET ASSY,L/SOLENOID,1-1/2"-2" HS4D | 493
75-1316 | KIT,DUAL SOLENOID ADAPTER,MVP,1-1/2" - 2" | 277
75-1318 | KIT,CONVERSION,3/4" - 1-1/4",SMV TO MCV | 2409
75-1319 | KIT,CONVERSION,1-1/2" - 2",SMV TO MCV | 3011
75-1321 | KIT,CABLE SET,6.5 FT(2M),MCV | 104
75-1322 | GASKET KIT,3/4" - 1-1/4",MV | 45
75-1323 | GASKET KIT, 1-1/2" - 2", MV | 48
75-1325 | KIT, CARTRIDGE ASSY, 3/4" - 1-1/4", MCV | 869
75-1326 | KIT, CARTRIDGE ASSY, 1-1/2" - 2", MCV | 955
75-1327 | KIT,POWER SUPPLY,24VDC,60W,MCV,HUPS COMPONENT | 188
75-1328 | KIT,BATTERY BACKUP,24VDC,60W,MCV,HUPS COMPONENT | 959
75-1329 | KIT,CABLE,16.4 FT,MCV | 129
75-1330 | KIT,COVER,4" HCK1/W,HCK2/W,HCK5D,HS9B,ST | 351
75-1331 | KIT,ACTUATOR UPGRADE,MCV,1/2",LESS CABLES | 1773
75-1332 | KIT, ACTUATOR UPGRADE, MCV,3/4"-1-1/4",LESS CABLES | 1773
75-1333 | KIT, ACTUATOR UPGRADE, MCV, 1-1/2"-2", LESS CABLES | 1773
75-1334 | KIT,ACTUATOR UPGRADE,MCV,3",LESS CABLES | 1773
75-1335 | KIT,BASIC GASKET,1/2" MVP | 26
75-1336 | KIT,CONVERSION,1-1/2" - 2" MCV-MVP,P3 | 3402
75-1337 | KIT,CONVERSION,3/4" - 1-1/4" MCV-MVP,P3 | 2665
75-1338 | KIT,GASKET,MCV-MVP POS3,1/2" | 38
75-1339 | KIT,CARTRIDGE,MCV-MVP,POS3,1/2" | 909
75-1340 | KIT, CARTRIDGE, MCV-MVP, POS3, 3/4" - 1-1/4" | 869
75-1341 | KIT,CARTRIDGE,MCV-MVP,POS3,1-1/2"-2" | 955
75-1342 | KIT,CARTRIDGE,MCV-MVP,POS4,1-1/2"-2" | 679
75-1345 | KIT, CONVERSION, 3/4" - 1-1/4" MCV-MVP, P4 | 2863
75-1345E | KIT,CONV,3/4" - 1-1/4" MCV-MVP,P4,CATII,MODH,EF101 | 2863
75-1346 | KIT, CONVERSION, 1-1/2" - 2" MCV-MVP, P4 | 3699
75-1347 | KIT, CONVERSION, 3" MCV, MCR | 3154
75-1348 | KIT, CONVERSION, 4" MCV, MCR | 3727
75-1349 | KIT, CARTRIDGE, 3" MCV, MCR | 1411
75-1350 | KIT, CARTRIDGE, 4" MCV, MCR | 1883
75-1351 | KIT, GASKET, 3" MCV, MCR | 56
75-1352 | KIT, GASKET, 4" MCV, MCR | 69
75-1357 | KIT,GASKET,W/STNR,MCXV,STANDALONE | 41
75-1358 | KIT,CARTRIDGE,MCXV,STANDALONE | 909
75-1359 | KIT,NEEDLE,CV=0.2,MCXV/C,STANDALONE | 396
75-1360 | KIT,NEEDLE,CV=0.6,MCXV/A,STANDALONE | 396
75-1361 | KIT,NEEDLE,CV=1.0,MCXV/B,STANDALONE | 396
75-1362 | KIT,CONVERSION,CV=0.2,1/2"MCXV,STANDALONE | 2409
75-1363 | KIT, CONVERSION, CV=0.6, 1/2" MCXV, STANDALONE | 2409
75-1364 | KIT,CONVERSION,CV=1.1,1/2"MCXV,STANDALONE | 2409
75-1365 | KIT,VPORT/SEAT,25%,3/4"HA4AO/AK(5#SPR),MVP20-AK/AO | 138
75-1366 | KIT,VPORT/SEAT,50%,3/4"HA4AO/AK(5#SPR),MVP20-AK/AO | 138
75-1367 | KIT,CONVERSION,Cv=0.2,1/2"MCV-MVP,P4 | 2691
75-1368 | KIT,CONVERSION,Cv=0.6,1/2"MCV-MVP,P4 | 2691
75-1369 | KIT,CONVERSION,Cv=1.0,1/2"MCV-MVP,P4 | 2691
75-1370 | KIT,CARTRIDGE,Cv=0.2,MCV-MVP,POS4,1/2" | 771
75-1371 | KIT,CARTRIDGE,Cv=0.6,MCV-MVP,POS4,1/2" | 771
75-1372 | KIT,CARTRIDGE,Cv=1.0,MCV-MVP,POS4,1/2" | 771
75-1373 | KIT,GASKET,MCV-MVP,POS4,1/2" | 38
75-1374 | KIT,HALFSHAFT,MCV-MVP,CV=0.2,POS3,1/2" | 234
75-1375 | KIT,HALFSHAFT,MCV-MVP,CV=0.6,POS3,1/2" | 234
75-1376 | KIT,HALFSHAFT,MCV-MVP,CV=1.0,POS3,1/2" | 234
75-1377 | KIT,CONVERSION,Cv=0.2,1/2" MCV-MVP,P3 | 2313
75-1378 | KIT,CONVERSION,Cv=0.6,1/2",MCV-MVP,P3 | 2313
75-1379 | KIT,CONVERSION,Cv=1.0,1/2" MCV-MVP,P3 | 2313
75-1380 | KIT, CARTRIDGE, MCV-MVP, POS4, 3/4" - 1-1/4" | 603
75-1381 | KIT,V-PORT,3/4"MCV,1-1/4"MCR,CV=6.4,MVP P3 | 403
75-1382 | KIT,V-PORT,1"MCV,CV=11.7,MVP P3 | 403
75-1383 | KIT,V-PORT,1-1/4"MCV,CV=16.4,MVP P3 | 403
75-1384 | KIT, V-PORT, 1-1/2" MCV, CV=35, MVP P3 | 477
75-1385 | KIT,V-PORT,2"MCV,CV=47,MVP P3 | 477
75-1386 | KIT,V-PORT,3/4"MCR,CV=2.2,MVP P3 | 403
75-1387 | KIT,V-PORT,1"MCR,CV=3.9,MVP P3 | 477
75-1388 | KIT,V-PORT,1-1/2"MCR,CV=12,MVP P3 | 698
75-1389 | KIT,V-PORT,2"MCR,CV=16,MVP P3 | 477
75-1390 | KIT, V-PORT, 1-1/2" MCRB, CV=6, MVP P3 | 698
75-1392 | KIT,ACTUATOR UPGRADE,MCV,4",LESS CABLES | 1773
75-1393 | KIT,V-PORT,3" MCRB80,CV=16 | 860
75-1394 | KIT, V-PORT, 3" MCR80, CV=35 | 860
75-1395 | KIT,V-PORT,3" MCVB80,CV=66 | 860
75-1396 | KIT,V-PORT,3" MCV80,CV=104 | 860
75-1398 | KIT,V-PORT,4" MCR100,CV=47 | 1090
75-1400 | KIT,V-PORT,4" MCV100,CV=166 | 1090
75-1401 | KIT,GASKET,MCV-MVP,POS4,3/4"-1-1/4" | 40
75-1402 | KIT,GASKET,MCV-MVP,POS4,1-1/2"-2" | 42
75-1403 | KIT,V-PORT,MCV-MVP,POS4,3/4"-1-1/4",CV=6.4 | 196
75-1404 | KIT,V-PORT,MCV-MVP,POS4,3/4"-1-1/4",CV=11.7 | 196
75-1405 | KIT,V-PORT,MCV-MVP,POS4,3/4"-1-1/4",CV=16.4 | 196
75-1406 | KIT,V-PORT,MCV-MVP,POS4,1-1/2"-2",CV=35 | 265
75-1407 | KIT,V-PORT,MCV-MVP,POS4,3/4",CV=2.2 | 196
75-1408 | KIT,V-PORT,MCV-MVP,POS4,3/4"-1-1/4",CV=3.9 | 196
75-1409 | KIT,V-PORT,MCV-MVP,POS4,1-1/2"-2",CV=12 | 265
75-1410 | KIT,V-PORT,MCV-MVP,POS4,1-1/2"-2",CV=16 | 265
75-1411 | KIT,V-PORT,MCV-MVP,POS4,1-1/2"-2",CV=47 | 265
75-1412 | KIT,V-PORT,MCV-MVP,POS4,3/4"-1-1/4",50%,CV=1.2 | 300
75-1413 | KIT,V-PORT,MCV-MVP,POS4,3/4"-1-1/4",25%,CV=0.8 | 300
75-1414 | KIT,V-PORT,MCV-MVP,POS4,50%,1-1/2"-2",CV=6.0 | 151
75-1415 | KIT,SPOOL,3/4"-1-1/4"MVP,W/MCV,POS4 | 173
75-1416 | KIT,SPOOL,1-1/2"-2"MVP,W/MCV,POS4 | 265
75-1419 | KIT,TOOL,SPOOL REMOVAL,3" & 4" HMMR | 23
75-1420 | KIT,TOOL,MVP13,POS3,SOLENOID REMOVAL | 101
75-1422 | KIT,DISC STRAINER/ORIFICE,GAS POWERED VLV | 135
75-1425 | STEM KIT,1-1/4" HCK2,HS9B | 90
75-1426 | STEM KIT,5"&6" HCK1,HCK2,HCK5,HS9B | 214
75-1427 | KIT, ACTUATOR FOR M3Q | 2517
75-1428 | KIT, AM CONVERSION, LOW CAM (LESS MOTOR) RG. A | 1431
75-1429 | KIT, AM CONVERSION, HI CAM (LESS MOTOR) RG. A | 1431
75-1430 | KIT, NAMEPLATE BLANK & HARDWARE | 8
75-1431 | KIT, PLUG, 5" & 6" PRESSURE REGULATOR | 48
75-1432 | KIT, COVER STRAINER, MVP20-32, PAINTED | 79
75-2080 | (75-0279) 7/8"-9 UNC X 4" SQ HD BOLT / PLATED | 16
75-2081 | (75-0210) 3/4-10 HEX NUT / PLATED | 15
75-2082 | (75-0202) 3/4-10 UNC X 3-3/4" SQ HD BOLT / PLATED | 16
75-2083 | (75-0280) 7/8-9 HEX NUT / PLATED | 14
75-2086 | (75-0190) 1/2"-13 X 1 1/2" LONG SHC, PLATED | 14
75-2139 | 75-0578 PLATED-FLANGE,#250X2-1/2"WN | 143
75-2145 | (75-0417) PLATED, FLANGE, #400 X 4" SW | 257
75-2423 | GASKET, .75"-1.25" WELD-IN-LINE | 15
75-2425 | PISTON ASSEMBLY, HCK1 60% REDUCED | 390
75-2442 | TOOL, 4" HMM/STW SEAT RING REMOVAL | 60
75-2444 | TOOL, SEAT RING REMOVAL, 3/4" - 1-1/4" CNTRL VLV | 150
75-2461 | GASKET, 3" DC | 16
75-2475 | GASKET, 2" DC | 117
75-2476 | CUP, 2" DUAL PISTON | 13
75-2496 | GASKET, 4" DC | 19
75-2500 | ASSY, 1-1/4" V-PORT/SEAT, 50% REDUCED FOR HA4A | 191
75-2503 | ASSY,3" V-PORT/SEAT, 50% REDUCED FOR HA4A | 656
75-2735 | ASSY, TURNS OPEN TAG FOR MVP/PXVW60/HEV | 19
75-2886 | HMM MILLIAMP CONTROLLER, WEST 6100+ | 1044
75-2960 | ASSY,V-PORT,3/4",1-1/4",25% | 479
75-2973 | BATTERY, 12V 1.2AH | 77
75-3005P | SPECIAL VENTED BONNET FOR 3/4" - 1-1/4" HMV | 248
75-3006P | SPECIAL VENTED BONNET, 3" HMV | 461
75-3007P | SPECIAL VENTED BONNET, 4" HMV | 993
75-3078 | FACE PLATE, VPI/VPIF | 23
75-3245 | KIT, SPOOL, 3/4" POS 4 MVP | 82
75-3246 | KIT, SPOOL, 1-1/4" POS 4 MVP | 82
75-3247 | KIT, SPOOL, 1-1/2" - 2" MVP | 133
75-3289 | SPOOL REMOVAL TOOL, MVP | 13
75-3517 | KIT, MV CONVERSION, CABLE DONGLE, MODULATING | 164
77-0013 | LABEL, TANK | 4
77-0020 | PLUG, 3/4-14" NPT EXTERNAL HEX | 13
77-0034 | BRACKET, FLOAT BALL, & STEM FOR HAP-85 | 220
77-0060 | SCREW, SOCKET SET 6-32x3/4" SS MXE | 12
77-0102 | GASKET, 3/4" CONDUIT BODY (NEO) | 22
77-0123 | PHOENIX BLOCK 9 POSITION FOR VARI-LEVEL | 34
77-0124 | PHOENIX BLOCK 2 POSITION FOR VARI-LEVEL | 21
77-0125 | 4 POSITION CONNECTOR FOR PROBES | 13
77-0126 | BLOCK 2 POSITION FOR PROBES | 11
77-0131 | ENCLOSURE FOR VARI-LEVEL CONTROL UNIT | 308
77-0151 | SIGHT GLASS WITH LENS AND SHIELD | 338
77-0206 | #PCC-3 BUSSMAN FUSE | 23
77-0234 | TERMINAL BLOCK 3 POSITION | 29
77-0264 | GASKET FOR HLL | 14
77-0291 | LOCKNUT, 3/4" NPT. | 12
77-0293 | METAL BACKPLATE FOR VARI-LEVEL CONTROL UNIT | 26
77-0313 | GASKET, NEOPRENE | 22
77-0315 | 4-20MA DISPLAY TRANS ASSEMBLY | 2310
77-0340 | 500KHZ 4-20MA YORK TRANS ASSM. | 1422
77-0341 | METAL HOUSING COVER FOR VLT/SPS | 48
77-0355 | DIGITAL READOUT ONLY | 602
77-0518 | PRB BODY ASSM.(TELFON) SINGLE PT LVL SENS/SWTCH | 236
77-0526 | O-RING(-220 BUNA)FRST SHLD HANSEN SEE-LVL ONLY | 13
77-0555 | KIT, FROST SHIELD, SEE-LEVEL | 58
77-0565 | COAXIAL CONNECTOR RG6 | 13
77-0625 | SENSOR FOR SSHP08 PROBE | 199
77-0636 | ELECTRONIC ASSEMBLY SPSF/N 220V | 480
77-0652 | TRANSMITTER FOR VARI- LEVEL LP PROBE | 431
77-0750 | ASSY, SENSOR, FREON | 236
77-0751 | POWER SUPPLY, 24V | 425
77-0770 | 40" SENSOR ASSEMBLY | 383
77-0772 | 80" SENSOR FOR LP-08N | 418
77-1000 | KIT, VLT TRANSMITER HOUSING ASSEM. 4-20 MA OUTPUT | 1438
77-1001 | KIT, 500KHZ TRASMITTER ASSY. | 1465
77-1002 | REFLEX LENS KIT HANSEN SEE-LEVELS ONLY | 55
77-1003 | FROST SHIELD KIT FOR USE W/ HANSEN SEE-LEVEL ONLY | 62
77-1004 | INTERNAL READOUT KIT FOR VLT LVL TRANSDUCER PROBE | 578
77-1005 | KIT, TRANS W/COVER & GSKT FOR SHP/SVP PRB 0-5V | 669
77-1006 | VLT TRANSMITTR HOUSING ASSEM. 4-20MA OUTPUT VLTZ-2 | 1465
77-1009 | SINGLE PT SENSOR/SWITCH ADAPT.KIT FOR SEE-LEVEL | 133
77-1010 | SINGLE PT.SENSOR SWTH ADAPT. KIT FOR HENRY LIQ IND | 133
77-1011 | VLTDR TRANSMITTER HOUSING ASSEMBLY, 4-20 MA OUTPUT | 2045
77-1019 | KIT,TRANSMITTER FOR YORK PROBE R134A (02534169000) | 666
77-1022 | LP TRANSMITTER ASSEMBLY KIT FOR NH3 PROBES | 555
77-1023 | LP TRANSMITTER ASSY KIT FOR HALO PROBES | 636
77-1026 | KIT, BOARD, VLT FOR BPI | 1048
77-1028 | KIT, BOARD, 60" VLT FOR BPI | 1465
77-1031 | KIT, BOARD, 100" VLT FOR BPI | 2072
77-1032 | KIT, BOARD,120" VLT FOR BPI | 1317
77-1043 | KIT, CLEAR LENS | 80
77-1044 | KIT, FROST SHIELD, EXTENDED, SEE-LEVEL | 69
77-1045 | KIT,RVS REPLACEMENT HEAD,25"-173",3WIRE,DIGITAL | 893
77-1046 | KIT,TRANSMITTER MULTI-OUTPUT,DIGITAL,VOLTAGE | 753
77-1047 | VLTY-1 TRANSMITER HOUSING ASSY 4-20 MA OUTPUT | 1202
77-1048 | KIT, SHA ELECTRONIC HEAD | 899
77-1049 | KIT, METAL COVER FOR VLT, HPT, SPS | 34
77-1052 | KIT,SVPLC TRANSMITTER,TRANS PRB FOR LEVEL COLUMN | 760
77-1054 | KIT,ENCLOSURE,VARI-LEVEL | 440
77-1055 | KIT,RETAINING RING,SEE-LEVEL | 63
77-1057 | KIT, TRANS W/COVER & GSKT FOR SHP/SVP PRB 0-10V | 773
77-1058 | KIT, APM LEVEL SENSOR, LOW SIDE & DRAINER | 399
77-1059 | KIT, APM LEVEL SENSOR, HIGH SIDE | 534
77-1060 | KIT, APMF LEVEL SENSOR, LOW SIDE & DRAIN | 408
77-1061 | GASKET KIT, SEE-LEVEL LENSES | 24
77-2000 | GASKET, ELECTRICAL ENCLOSURE, AIRTIGHT | 22
77-2017 | FOUR CONDUCTOR 22 GA.CABLE 50 (FT) W/CONNECTORS | 158
78-0001 | CASTING, BODY, 1/2" STRAINER #781 | 110
78-0016 | BOTTOM CAP GASKET FOR ST050 | 15
78-0025 | SCREW, HEX HD. 5/16-18 X 1-1/8 | 13
78-0026 | BOTTOM COVER GASKET FOR ST100 STRAINER | 15
78-0085 | O-RING, (-231), BASKET FOR FS250 | 15
78-0089 | 5/8"-11 X 6" LONG BOLT FOR FS250 | 35
78-0121 | O-RING, (247), FOR FS250 | 15
78-0146 | O-RING FOR HEAVY DUTY STRAINER BASKET | 15
78-0148 | FILTER BAG ONLY FOR ST200 | 39
78-0151 | FILTER BAG FOR ST100 | 35
78-1001 | SCREEN KIT FOR 1/2" STRAINER 100 MESH | 48
78-1003 | STRAINER SCREEN KIT FOR ST(W)100 (60 MESH) | 86
78-1005 | STRAINER SCREEN KIT FOR 1-1/2, 2" ST200, 60 MESH | 120
78-1006 | STRAINER SCREEN KIT FOR 2-1/2" ST250 | 135
78-1007 | STRAINER SCREEN KIT FOR 3" ST300 | 144
78-1008 | STRAINER SCREEN KIT FOR 4" ST400 | 217
78-1009 | STRAINER SCREEN KIT FOR 5" & 6" | 800
78-1010 | STRAINER KIT FOR APM OR NEAP | 53
78-1011 | 120 MESH SCREEN KIT LIQUID REFRIG FILTER SYSTEM | 363
78-1012 | FILTER REPLACEMENT KIT FOR FS250,(60MESH) | 296
78-1013 | STRAINER SCREEN KIT FOR ST(W)100 HEAVY DTY,60 MESH | 144
78-1014 | STRAINER SCREEN KIT FOR ST(W)100 HEVY DTY,100 MESH | 230
78-1015 | KIT,STRAINER BAG,FOR ST100,MVP20-32 | 41
78-1016 | STRAINER BAG KIT FOR ST200 | 52
78-1017 | STRAINER BAG KIT FOR ST250 & ST300 | 57
78-1018 | STRAINER BAG KIT FOR ST400 | 62
78-1020 | STRAINER SCREEN KIT,3/4"-1-1/4"MVP(60 MESH) | 103
78-1021 | KIT, PERFORATED METAL STRAINER BASKET FOR ST300 | 468
78-1022 | KIT, 1/2" STRAINER CAP W/DRAIN CONNECTION | 48
78-1023 | 2-1/2" STRAINER COVER HEAVY DUTY | 504
78-1024 | KIT, 2" STRAINER COVER HEAVY DUTY | 327
78-1025 | SCREEN KIT, ST200, 100 MESH | 375
78-1026 | SCREEN KIT, ST250 STRAINER, 100 MESH | 524
78-1027 | STRAINER SCREEN KIT, 3/4"-1-1/4"MVP(100 MESH) | 251

## Parts Kits - Control Valves
LP0320 Part Kits - Quick Reference Guide
Small Solenoid Valves HS6, HS8A, HS8W, HS7
Size | Gasket Kit | Piston Kit | Cartridge Kit | Seal Cap Kit | Flange Gasket* | Screen Kit (STD) | Strainer Cover Gasket | Tube/Plunger Kit
5/32" (4 mm) HS6 | 70-1011 | - | - | 70-1075 | 70-0065 | 78-1001 | 78-0016 | 70-1059
39
1/2" (13mm) HS8A | 70-1005 | 70-1002 | 70-1001 |  | 15
|  | 104 |  | 19 |  | 48 | 15
1/2" (13mm) HS8W | 42 | 70-1132 | 194 |  | -
208
3/4" (20mm) HS7 | 70-1017 | 70-1019 | 70-1018 | 50-1071 | 70-0132 | 78-1003 | 78-0026 | 117
240
1" (25mm) HS7 |  | 70-1020
| 52 | 256 | 256 | 40 | 15 | 86 | 15
1-1/4" (32mm) HS7 |  | 70-1021
273
* If ordering quantity of 12 or more flange gaskets, 50% discount.
HS4A Solenoid Valves & HA4A Regulators
Size | Gasket Kit | Piston Kit | V-Port/Seat Kit | Seal Cap Kit | Flange Gasket* | Adpater Gasket | 1-Port Adpapter Kit | 3-Port Adapter Kit
3/4" (20mm) | 75-1023 | 75-1019 | 75-1020 | 50-1071 | 70-0132 | 75-0489 | 75-1047 | 75-1048
136
1" (25mm) |  |  | 75-1021
| 35 | 153 | 180 | 40 | 15 | 15 | 223 | 378
1-1/4" (32mm) |  |  | 75-1022
187
1-1/2" (40mm) | 75-1039 | 75-1025 | 75-1029 | 75-1014 | 70-0132 | 75-0113 | 75-1049 | 75-1050
201
2" (50mm) | 42 | 252 | 75-1030 |  | 15 | 15 | 367 | 467
261
2-1/2" (65mm) | 75-1040 | 75-1026 | 75-1031 | 76 | 75-0125 | 75-0093 | 75-1051 | 75-1052
| 52 | 327 | 286 |  | 15
3" (80mm) | 75-1041 | 75-1027 | 75-1032 |  | 75-0137 | 20 | 401 | 580
| 57 | 392 | 309 |  | 17
4" (100mm) | 75-1042 | 75-1028 | 75-1033 | 50-1027 | 75-0253 | 75-0233 | 75-1053 | 75-1114
| 62 | 437 | 339 | 87 | 20 | 19 | 585 | 1115
5" (125mm) | 75-1111 | 75-1110 | 75-1112 | 50-1038 | - | 75-0605 | 75-1288 | -
|  |  | 742 |  |  | 75-0606
6" (150mm) | 116 | 1225 | 75-1113 | 144 |  | 40 | 1564
|  |  | 890 |  |  | 42
Note: Where appropriated, PED versions of above kits are available - contact factory. 5"& 6" Adapter Gasket requires both parts.
Strainers, Flanged or Welded
For Valve Sizes | Cat. No. | 60 Mesh Screen Kit | 100 Mesh Screen Kit | Cover Gasket | Cloth Bag (filter) Kit
5/32" thru 1/2" | ST050 | - | 78-1001 | 78-0016 | -
|  |  | 48 | 15
3/4" thru 1" | ST100 | 78-1003 | 78-1014 | 78-0026 | -
86
| ST100HD | 78-1013 | 230 | 15 | 78-1015
|  | 144 |  |  | 41
1-1/2" thru 2" | ST200 | 78-1005 | 78-1025 | 75-0196 | 78-1016
|  | 120 | 375 | 17 | 52
2-1/2" | ST250 | 78-1006 | 78-1026 | 75-0128 | 78-1017
|  | 135 | 524
3" | ST300 | 78-1007 | - | 20 | 57
144
4" | ST400 | 78-1008 | - | 75-0234 | 78-1018
|  | 217 |  | 18 | 62
5" & 6" | STW500 | 78-1009 | - | 75-0605 | -
| STW600 | 800 |  | 75-0606
Note: 5"& 6" Cover Gasket requires both parts; List Price is $40 and $42 respectively.

## Parts Kits - Shut-off Valves
1
LP0320 Part Kits - Quick Reference Guide
Shut-off Valves, Screwed Bonnet (GT, AT), Threaded
Size | Gasket Kit | Bonnet O-Ring | Screwed Bonnet Kit | Disc Assembly Kit | Handwheel Kit | Seal Cap Kit
3/8" | 50-1040 | 50-0453 | 50-1041 | 50-1042 | 50-1005 | 50-1036
1/2" |  | 15 | 131 | 65
3/4" | 30 |  |  |  | 42 | 38
1" |  | 50-0017 | 50-1021 | 50-1004
1-1/4" |  | 15 | 155 | 69
Shut-off Valves, Bolted Bonnet (GTB, GSB, GS, AS, ASB, AW, GW), Welded
Size | Gasket Kit | Bonnet Gasket/ O-Ring | Bolted Bonnet Kit | Disc Assembly Kit* | Handwheel Kit | Seal Cap Kit
1/2" | 50-1040 | 50-0805 | 50-1094 | 50-1042 | 50-1005 | 50-1036
3/4" |  | 14 | 155 | 65
1" | 30 | 50-0806 | 50-1095 | 50-1004 | 42 | 38
1-1/4" |  | 14 | 155 | 69
1-1/2" | 50-1023 | 50-0259 | 50-1024 | 50-1025 | 50-1026 | 50-1027
2" | 40 | 15 | 313 | 165 | 70 | 87
2-1/2" | 50-1043 | 50-0310 | 50-1044 | 50-1045 | 50-1037 | 50-1038
3" | 41 | 18 | 406 | 114
4" | 50-1065 | 50-0537 | 50-1066 | 50-1067 | 98 | 144
| 57 | 17 | 555 | 139
5" | 50-1082 | 50-0708 | 50-1080 | 50-1086 | 50-1089 | 50-1091
| 69 | 18 | 909 | 153
6" | 50-1083 | 50-0709 | 50-1081 | 50-1087 | 150 | 139
| 74 | 33 | 1074 | 191
8" | 50-1084 | 50-0750 | 50-1085 | 50-1088 | 50-1090 | 50-1092
| 141 | 36 | 1994 | 206 | 277
10" | 50-1122 | 50-2223 | 50-1125 | 50-1128 | 50-1131 | 230
| 312 | 42 | 4375 | 248 | 300
12" | 50-1123 | 50-2260 | 50-1126 | 50-1129 | 50-1132 | 50-1134
| 395 | 62 | 6357 | 454
14" | 50-1124 | 50-2243 | 50-1127 | 50-1130 | 763 | 391
| 461 | 76 | 8369 | 570
16" | 50-1196 | 50-2582 | 50-1198 | 50-1200 | 50-1193 | 50-1194
| 823 | 47 | 13650 | 636
18" | 50-1197 | 50-2584 | 50-1199 | 50-1201 | 2179 | 529
| 827 | 61 | 16763 | 702
Note: Kits for Extended Neck Valves (1/2"-4") are also available. *Disc Assembly Kit for 10" above includes seat ring and bonnet O-ring only.
Hand Expansion Valves, Bolted Bonnet (RTB, VTB, VS, RSB, VSB, RW, VW)
Size | Gasket Kit | Bonnet Gasket/ O-Ring | HEV Bolted Bonnet Kit | Throttling Plug Kit (Bolted Bonnet) | Bar Handle Kit | Seal Cap Kit (Yellow)
1/2" | 50-1040 | 50-0805 | 50-1104 | 50-1053 | 50-1012 | 50-1049
|  |  | 135 | 92 |  | 38
3/4" |  | 14 | 50-1105 | 50-1054
|  |  | 168 | 94
1" | 30 |  | 50-1106 | 50-1015 | 39 | 40
|  | 50-0806 | 157 | 125
1-1/4" |  | 14 | 50-1107 | 50-1016
|  |  | 181 | 152
1-1/2" | 50-1023 | 50-0259 | 50-1031 | 50-1046 | 50-1039 | 50-1048
|  |  | 386 | 207
2" | 40 | 15 | 50-1032 | 50-1047 | 54 | 72
|  |  | 366 | 270
2-1/2" | 50-1043 | 50-0310 | 50-1108 | 50-1059 | 50-1051 | 50-1050
|  |  | 586 | 494
3" | 41 | 18 | 50-1078 | 50-1058
|  |  | 512 | 513 | 66 | 69
4" | 50-1065 | 50-0537 | 50-1121 | 50-1063
| 57 | 17 | 648 | 475
Note: Kits for Screwed Bonnet and Extended Neck Valves (1/2"-4") are also available.

## Parts Kits - MVP
1
LP0320 Part Kits - Quick Reference Guide
MVP
Position 1 | Size | Gasket Kit | Bonnet Gasket | Bonnet Kit | Disc Assembly Kit | Seal Cap Kit | Handwheel Kit
Shut-off Valve | 1/2" (13mm) | 50-1040 | 50-0805 | 50-1094 | 50-1042 | 50-1036 | 50-1005
| 3/4" (20mm) |  | 14 | 155 | 65
| 1" (25mm) | 30 | 50-0806 | 50-1095 | 50-1004 | 38 | 42
| 1-1/4" (32mm) |  | 14 | 155 | 69
| 1-1/2" (40mm) | 50-1023 | 50-0259 | 50-1024 | 50-1025 | 50-1027 | 50-1026
| 2" (50mm) | 40 | 15 | 313 | 165 | 87 | 70
Position 2 | Size | 60 Mesh Screen Kit | 100 Mesh Screen Kit | Cover Gasket
Strainer | 1/2" (13mm) | - | 78-1001 | 78-0016
|  |  | 48 | 15
| 3/4" (20mm) | 78-1020 | 78-1027 | 50-0806
| 1" (25mm) | 103 | 251 | 14
1-1/4" (32mm)
| 1-1/2" (40mm) | 78-1005 | 78-1025 | 75-0196
| 2" (50mm) | 120 | 375 | 17
Position 3 | Size | Gasket Kit | Piston Kit | V-port/Seat Kit | Seal Cap Kit | Adapter Gasket | 1-Port Adapter Kit | 3-Port Adapter Kit
Solenoid or Regulator | 1/2" (13mm) | 70-1005 | 70-1132 | - | 70-1075 | - | 70-1001 | -
|  | 42 | 208 |  | 19 |  | 194
| 3/4" (20mm) | 75-1023 | 75-1019 | 75-1020 | 50-1071 | 75-0489 | 75-1047 | 75-1048
136
| 1" (25mm) |  |  | 75-1021
|  | 35 | 153 | 180 | 40 | 15 | 223 | 378
| 1-1/4" (32mm) |  |  | 75-1022
187
| 1-1/2" (40mm) | 75-1039 | 75-1025 | 75-1029 | 75-1014 | 75-0113 | 75-1049 | 75-1050
201
| 2" (50mm) | 42 | 252 | 75-1030 | 76 | 15 | 367 | 467
261
Position 3 | Size | Gasket Kit | V-Port/Seat Kit |  |  |  | Cartridge Kit | Actuator Kit
|  |  | MCV |  | MCR/MCX
Motorized Valve (MCV / MCR) | 7/32" (5mm) | 75-1338 | - | - | Cv=0.6 | 75-1375 | 75-1339 | 75-1331
234
| 9/32" (7mm) |  | - | - | Cv=1.1 | 75-1376
|  | 38 |  |  |  | 234 | 909 | 1773
| 1/16" (2mm) |  | - | - | Cv=0.2 | 75-1374
234
| 3/4" (20mm) | 75-1343 | Cv=6.4 | 75-1381 | Cv=2.2 | 75-1386 | 75-1340 | 75-1332
|  |  |  | 403 |  | 403
| 1" (25mm) |  | Cv=11.7 | 75-1382 | Cv=3.9 | 75-1387
|  | 45 |  | 403 |  | 477 | 869 | 1773
| 1-1/4" (32mm) |  | Cv=16.4 | 75-1383 | Cv=6.4 | 75-1381
|  |  |  | 403 |  | 403
| 1-1/2" (40mm) | 75-1344 | Cv=35 | 75-1384 | Cv=12 | 75-1388 | 75-1341 | 75-1333
|  |  |  | 477 |  | 698
| 2" (50mm) | 48 | Cv=47 | 75-1385 | Cv=16 | 75-1389 | 955 | 1773
|  |  |  | 477 |  | 477
Position 4 | Size | Gasket Kit | Bonnet Gasket | Bonnet Kit | Disc Assembly Kit | Seal Cap Kit | Handwheel Kit | Spool or Seat Kit
(-1) Shut-off Valve | 1/2" (13mm) | 50-1040 | 50-0805 | 50-1094 | 50-1042 | 50-1036 | 50-1005 | 75-1302
|  |  | 14 | 155 | 65 |  |  | 71
| 3/4" (20mm) |  | 50-0806 | 50-1095 | 50-1004 |  |  | 75-3246
| 1" (25mm) | 30 |  |  |  | 38 | 42
| 1-1/4" (32mm) |  | 14 | 155 | 69 |  |  | 82
| 1-1/2" (40mm) | 50-1023 | 50-0259 | 50-1024 | 50-1025 | 50-1027 | 50-1026 | 75-3247
| 2" (50mm) | 40 | 15 | 313 | 165 | 87 | 70 | 133
Position 4 | Size | Gasket Kit | Hand Expansion (-2) |  | Stop Check / HEV (-3) |  | Seal Cap Kit (Yellow) | Bar Handle Kit | Spool or Seat Kit
|  |  | Bonnet Kit | Throttl Plug | Bonnet Kit | Throttl Plug
(-2) Hand Expansion or (-3) Stop/check HEV | 1/2" (13mm) | 50-1040 | 50-1104 | 50-1053 | 75-1305 | 75-1304 | 50-1049 | 50-1012 | 75-1302
|  |  | 135 | 92 | 214 | 108 |  |  | 71
| 3/4" (20mm) |  | 75-1248 | 50-1054 | 75-1247 | 75-1257 |  |  | 75-3245
|  |  | 140 | 94 |  | 158 |  |  | 82
| 1" (25mm) | 30 | 50-1106 | 50-1015 |  | 75-1258 | 40 | 39 | 75-3246
|  |  | 157 | 125 | 221 | 157
| 1-1/4" (32mm) |  | 50-1107 | 50-1016 |  | 75-1259 |  |  | 82
|  |  | 181 | 152 |  | 159
| 1-1/2" (40mm) | 50-1023 | 50-1031 | 50-1046 | 75-1252 | 75-1260 | 50-1048 | 50-1039 | 75-3247
|  |  | 386 | 207 |  | 321
| 2" (50mm) | 40 | 50-1032 | 50-1047 | 402 | 75-1261 | 72 | 54 | 133
|  |  | 366 | 270 |  | 330
Position 4 | Size | Gasket Kit | Stop/Check (-4) |  | Check (-5) |  | Seal Cap Kit (Green) | Bar Handle Kit | Spool or Seat Kit
|  |  | Bonnet Kit | Piston Kit | Bonnet Kit | Piston Kit
(-4) Stop/Check or (-5) Check | 1/2" (13mm) | 50-1040 | 75-1305 | 75-1303 | 75-1306 | 75-1303 | 50-1212 | 50-1012 | 75-1302
|  |  | 214 | 116 | 296 | 116 |  |  | 71
| 3/4" (20mm) |  | 75-1247 | 75-1262 | 50-1215 | 75-1262 |  |  | 75-3245
|  |  |  | 121 |  | 121 |  |  | 82
| 1" (25mm) | 30 |  | 75-1263 |  | 75-1263 | 39 | 39 | 75-3246
|  |  | 221 | 126 | 192 | 126
| 1-1/4" (32mm) |  |  | 75-1264 |  | 75-1264 |  |  | 82
|  |  |  | 142 |  | 142
| 1-1/2" (40mm) | 50-1023 | 75-1252 | 75-1265 | 50-1216 | 75-1265 | 50-1213 | 50-1039 | 75-3247
|  |  |  | 233 |  | 233
| 2" (50mm) | 40 | 402 | 75-1266 | 305 | 75-1266 | 87 | 54 | 133
|  |  |  | 242 | #REF! | 242
Position 4 | Size | Gasket Kit | MCX/MRC (-7) |  | Cartridge Kit | Actuator Kit | Spool or Seat Kit
V-Port/Seat Kit
(-7) Motorized Valve (MCX / MCR) | 7/32" (5mm) | 75-1373 | Cv=0.6* | 75-1371 | 75-1358 | 75-1331 | See V-Port Seat Kit
771
| 9/32" (7mm) |  | Cv=1.1* | 75-1372
|  | 38 |  | 771 | 909 | 1773
| 1/16" (2mm) |  | Cv=0.2* | 75-1370
771
| 3/4" (20mm) | 75-1401 | Cv=2.2 | 75-1407 | 75-1380 | 75-1332 | 75-3245
|  |  |  | 196 |  |  | 82
| 1" (25mm) |  | Cv=3.9 | 75-1408 |  |  | 75-3246
|  | 40 |  | 196 | 603 | 1773
| 1-1/4" (32mm) |  | Cv=6.4 | 75-1403 |  |  | 82
196
| 1-1/2" (40mm) | 75-1402 | Cv=12 | 75-1409 | 75-1342 | 75-1333 | 75-3247
265
| 2" (50mm) | 42 | Cv=16 | 75-1410 | 679 | 1773 | 133
265
* Kit includes needle and seat.