## Valves and Controls
LP0622 LIST PRICE SCHEDULE
LIST PRICES SHOWN ARE FOR REFERENCE ONLY. FINAL PRICING & AVAILABLITY IS PER FACTORY.
(Use appropriate Valve Multiplier)
Item | Description | Price
35-1015 | M3E EXT CONNECTOR FOR REMOTE PRESSURE SOURCE | 170
40-0331 | 1/2" NPT EZ ADAPTER | 84
40-0332 | 3/4" NPT EZ ADAPTER | 91
40-0333 | COUPLING, 1/2" NPT - 3000#, PLATED | 37
40-0334 | COUPLING, 3/4" NPT - 3000#, PLATED | 48
50-2630 | 3/4" GSB076C, GLOBE,T-STYLE,SW,SC,W/WIRE LOCK | 349
50-2631 | 3/4" ASB075C, ANGLE,SW,SC,W/WIRE LOCK | 349
50-2632 | 1" GSB101C, GLOBE,T-STYLE,SW,SC,W/WIRE LOCK | 379
50-2633 | 1" ASB100C, ANGLE,SW,SC,W/WIRE LOCK | 379
50-2644 | BALL VALVE, SPRING RETURN, 1/2", 89 SERIES | 489
50-2645 | BALL VALVE, SPRING RETURN, 3/4", 89 SERIES | 601
50-2646 | BALL VALVE, SPRING RETURN, 1", 89 SERIES | 630
50-2647 | BALL VALVE, SPRING RETURN, 1/2", 76 SERIES | 576
50-2648 | BALL VALVE, SPRING RETURN, 3/4", 76 SERIES | 702
50-2649 | BALL VALVE, SPRING RETURN, 1", 76 SERIES | 806
50-2949 | CHAIN OPERATOR, 1-1/2" TO 2" SOV | 399
50-2971 | CHAIN OPERATOR, 2-1/2" TO 4" SOV | 602
50-2972 | CHAIN OPERATOR, 5" TO 6" SOV | 865
50-2973 | CHAIN OPERATOR, 8" TO 10" SOV | 1549
50-2974 | CHAIN OPERATOR, 12" TO 14" SOV | 2125
50-2975 | CHAIN OPERATOR, 16" TO 18" | 3917
50-2985 | CONNECTING LINK FOR CHAIN, 5" TO 10" SOV | 86
50-2986 | CONNECTING LINK FOR CHAIN, 12" TO 18" SOV | 91
50-2987 | CHAIN, FOR 1-1/2"-4" SOV CHAIN OPERATOR, PER FOOT | 16
50-2988 | CHAIN, FOR 5"-10" SOV CHAIN OPERATOR, PER FOOT | 22
50-2989 | CHAIN, FOR 12"-18" SOV CHAIN OPERATOR, PER FOOT | 23
50-3083 | CONNECTING LINK FOR CHAIN, 1-1/2" TO 4" SOV | 48
70-1052 | MS SOLENOID CONTROL MODULE | 213
70-1076 | FAR50,1/2" FEMALE ADAPTER RING AND GASKET KIT | 34
70-1077 | FAR100,1"FEMALE ADAPTER RING AND GASKET KIT | 46
70-1085 | ENCAPSULATED COIL KIT,W/1/2"FITTING,115V50/60HZ | 124
70-1086 | ENCAPULATED COIL KIT,W/1/2"FITTING,230V/50/60HZ | 124
70-1087 | ENCAPSULATED COIL KIT, 1/2"NPT, 24VAC | 124
70-1088 | PLUG-IN COIL KIT,LESS DIN SOCKET,115V50/60HZ | 127
70-1089 | PLUG-IN COIL KIT,LESS DIN SOCKET,230V50/60HZ | 127
70-1090 | PLUG-IN COIL KIT,LESS DIN SOCKET,24VAC | 127
70-1091 | PLUG-IN COIL KIT,LESS DIN SOCKET,24V DC | 127
70-1092 | PLUG-IN ENCAPSUL.COIL KIT WITH DIN/ QD CONN.,115V | 140
70-1093 | PLUG-IN ENCAPSUL.COIL WITH DIN/QD CONN.,230V | 140
70-1094 | PLUG-IN ENCAPSUL.COIL KIT WITH DIN/QD CONN.,24VAC | 140
70-1095 | PLUG-IN ENCAPSUL.COIL kit WITH DIN/QD CONN.,24DC | 140
70-1100 | BEACON PILOT LIGHT KIT (RED) | 109
70-1101 | BEACON PILOT LIGHT KIT (AMBER) | 109
70-1102 | BEACON PILOT LIGHT KIT (GREEN) | 109
70-1113 | KIT, N.O. SOLENOID CONTROL MODULE | 473
70-1135 | HIGH PRESSURE MS CONTROL MODULE, CO2 | 414
70-1155 | ENCAPSULATED COIL KIT,1/2"FTG,115V50/60HZ,60"LEADS | 132
70-1156 | ENCAPULATED COIL KIT,1/2"FTG,230V/50/60HZ,60"LEADS | 132
72-0037 | MAR200 MALE ADAPTER RING FOR 1-1/2" & 2" HCK4 | 70
72-0055 | MAR250 MALE ADAPTER RING, 2-1/2" HCK4 | 81
72-0056 | MAR300 MALE ADAPTER RING | 83
72-0057 | MAR400 MALE ADAPTER RING | 121
75-0700 | HONEYWELL MOTOR FOR 4-20MA INPUT SIGNAL, 120VAC | 3044
75-0713 | AM CNTRL MOD,HDWR ONLY(LESS MTR)RG V,SPEC INST REQ | 2032
75-0844 | KIT,HONEYWELL MOTOR ASSY,4-20MA INPUT SIGNAL120VAC | 3072
75-1043 | FEMALE ADAPTER RING KIT FOR ST200 STRAINER | 124
75-1044 | FEMALE ADAPTER RING KIT FOR ST250 STRAINER | 157
75-1045 | FEMALE ADAPTER RING KIT FOR ST300 STRAINER | 177
75-1046 | FEMALE ADAPTER RING KIT FOR ST400 STRAINER | 231
75-1063 | M3S PILOT PORT STOPPING PLUG FOR HA4A REGULATOR | 40
75-1064 | M3B PILOT PORT STRAIGHT THRU FLOW PLUG FOR HA4A RE | 40
75-1081 | M3L/P DIFF PRES PILOT/PNEUM.COMP.PRES PILOT,RG.A | 581
75-1082 | 3/4"(20MM)AR1 MAIN REG.BODY W/ 1-CONTRL MOD(PILOT) | 636
75-1083 | 1"(25MM)AR1 MAIN REG.BODY W/ 1 -CONT MOD(PLT)PORT | 678
75-1084 | 1-1/4"(32MM)AR1 MAIN REG.BODY W/ 1 -CONT MOD(PILOT | 928
75-1085 | 1-1/2"(40MM)AR1MAIN REG.BODY W/ 1-CONT MOD(PILOT)P | 1349
75-1086 | 2"(50MM)AR1 MAIN REG BODY W/ 1-CONT MODULE(PILOT)P | 1638
75-1087 | 2-1/2"(65MM)AR1 MAIN REG.BODY W/ 1 -CONT MOD(PILOT | 2133
75-1088 | 3"(80MM)AR1 MAIN REG.W/ 1-CONT MOD(PLT)PORT | 3087
75-1089 | 4"(100)AR1 MAIN REG BODY W/ 1-CONT MOD(PILOT)PORT | 4648
75-1090 | 3/4"(20MM)AR3 MAIN REG.W/ 3-CON MOD(PLT)PORT | 784
75-1091 | 1"(25MM)AR3 MAIN REG.BODY W/ 3 -CONT MOD(PLT)PORT | 828
75-1092 | 1-1/4"(32MM)AR3 MAIN REG.BODY W/ 3-CONT MOD(PILOT | 1092
75-1093 | 1-1/2"(40MM)AR3 MAIN REG BODY W/ 3-CONT MOD(PILOT) | 1532
75-1094 | 2"(50MM)AR3 MAIN REG BODY W/ 3-CONT MODULE(PILOT)P | 1805
75-1095 | 2-1/2"(65MM)AR3 MAIN REG BODY W/ 3-CONTRL MOD(PILO | 2300
75-1096 | 3"(80MM)AR3 MAIN REG BODY W/ 3-CONT MODULE(PILOT)P | 3254
75-1097 | KIT,M3 INLET PRES. MOD.PILOT RG.A:0 TO 150 PSI | 440
75-1098 | M3 INLET PRES.CONT MOD PILOT)RG B:30 TO 300PSIG | 440
75-1099 | M3, INLET PRESS CNTRL MOD(PILOT) RG V: 20-130 PSI | 703
75-1100 | M30 OUTLET PRES.CONTRL MOD (PILOT)RG V: 20-130 PSI | 842
75-1101 | M30 OUTLET PRES.CONTRL MOD (PILT)RG B:30TO300PSIG | 842
75-1103 | M3K RESEAT RELIEF CONTROL MODULE(PILOT), RANGE A | 525
75-1104 | M3K RESEATING RELF CNTRL MODULE(PILOT)RGE B,# | 525
75-1126 | COMPACT PRES CONTRL MODULE (PILOT)RG A:0TO150PSIG | 440
75-1127 | KIT, M3KW RG.A COMPACT PILOT | 525
75-1128 | 4"AR3,MAIN REG BODY WITH 3-CONTROL MOD.(PILOT)PORT | 4813
75-1136 | FAR200, 2" FEMALE ADAPTER RING AND GASKET KIT | 124
75-1137 | FAR250, 2-1/2"FEMALE ADAPTER RING AND GASKET KIT | 157
75-1138 | FAR300, 3" FEMALE ADAPTER RING AND GASKET KIT | 177
75-1139 | FAR400, 4" FEMALE ADAPTER RING AND GASKET KIT | 231
75-1143 | HONEYWELL MOTOR MOUNTING KIT | 43
75-1193 | KIT,RANGE A,MOTORIZED PILOT MOD | 515
75-1202 | KIT, M3K RANGE C PILOT | 776
75-1203 | KIT, M3K RANGE D PILOT | 525
75-1204 | KIT, M3 RANGE C PILOT | 687
75-1205 | KIT, M3 RANGE D PILOT | 440
75-1241 | 1-1/4"(32MM)AR1 MAIN BODY (4-BLT)1-CONT MOD(PILOT | 1032
75-1242 | 1-1/4"(32MM)AR3 MAIN BODY(4-BLT)3 -CNT MOD(PILOT | 1213
75-1243 | KIT, OUTLET PRESSURE PILOT RANGE D, HIGH PRESSURE | 849
75-1249 | KIT, M3 PNEUM RG.V CONTROL MOD. | 846
75-1283 | KIT, RANGE B, MOTORIZED PILOT MODULE | 515
75-1285 | KIT, RANGE V, MOTORIZED PILOT MODULE | 780
78-0140 | ST100 REFRIG.STR.HEAVY DUTY 100 MESH SCREEN, W/FAR | 539
78-0188 | STRAINER ASSY, ST200 W/1/4" ANPT SENSING PORT | 849
78-0189 | STRAINER ASSY, ST250 W/1/4" ANPT SENSING PORT | 1126
AS150C | 1-1/2" REFRIG.SHUT-OFF VLV ANG ,SOCKET WELD,SC | 544
AS150H | 1-1/2"NH3 SHUT-OFF VALVE ANGLE,SOCKET WELD,HW | 544
AS200C | 2"REFRIGE.SHUT-OFF VALVE ANGLE,SOCKET WELD,SC | 627
AS200H | 2" AMMONIA SHUT-OFF VALVE ANGLE,SW,HW | 627
AS251C | 2-1/2"REFRIG.SHUT-OFF VLV ANGLE,SOCKET WELD,SC | 840
AS251H | 2-1/2"NH3 SHUT-OFF VALVE ANGLE,SOCKET WELD,HW | 840
ASB050C | 1/2"SHUT-OFF VLV,ANGLE ,BLT BONNET,SW,SC | 236
ASB050H | 1/2" SHUT-OFF VALVE, ANGLE, 4 BLT, SW, HW | 236
ASB075C | 3/4"SHUT-OFF VLV,ANGLE ,BLT BONNET,SW.SC | 280
ASB075H | 3/4"SHUT-OFF VALVE,ANGLE,BOLTED BLT,SW,HW | 280
ASB100C | 1"SHUT-OFF VALVE,ANGLE ,BLT BONNET,SW.SC | 295
ASB100H | 1"SHUT-OFF VLV,ANGLE ,BOLTED BONNET,SW,HW | 295
ASB125C | 1-1/4"SHUTOFF VLV,ANGLE ,BOLT BONNT,SW,SC | 405
ASB125H | 1-1/4"SHUTOFF VLV,ANGLE,BOLT BONNT,SW,HW | 405
ASE050C | 1/2"SHUT-OFF VLV, ANG, EXT.NECK,BLT.BNT,SW,SC | 340
ASE050H | 1/2"SHUT-OFF VLV, ANL,EXT.NECK,BLT. BNT,SW,HW | 340
ASE075C | 3/4"SHUT-OFF VALVE,ANG, EXT.NECK,BLT.BNT,SW,SC | 387
ASE075H | 3/4"SHUT-OFF VALVE,ANG,EXT.NECK,BLT. BONNET,SW,HW | 387
ASE100C | 1"SHUT-OFF VALVE,ANG, EXT.NECK, BLT.BONNET,SW,SC | 460
ASE100H | 1"SHUT-OFF VALVE,ANGLE, EXT.NECK,BLT. BONNET,SW,HW | 460
ASE125C | 1-1/4"SHUT-OFF VLV,ANG,EXT.NECK,BLT.BNT,SW,SC | 572
ASE125H | 1-1/4"SHUT-OFF VLV,ANG, EXT.NECK,BLT. BNT,SW,HW | 572
ASE150C | 1-1/2"SHUT-OFF VLV,ANG,EXT.NECK,BLT.BONNET,SW,SC | 734
ASE150H | 1-1/2"SHT-OFF VLV,ANG,EXT.NECK,BLT. BONNET,SW,HW | 734
ASE200C | 2"SHUT-OFF VALVE,ANG, EXT.NECK,BLT. BONNET,SW,SC | 820
ASE200H | 2"SHUT-OFF VALVE,ANG, EXT.NECK,BLT. BONNET,SW,HW | 820
ASE251C | 2-1/2" SHUT-OFF VLV,ANG.EXT.NECK,BLT. BNT,SW,SC | 1080
ASE251H | 2-1/2" SHUT-OFF VAVLE, ANG.EXT.NCK,BLT.BNT,SW,HW | 1080
AT038C | 3/8"REFRIG SHUT-OFF VLV ANGLE,THREADED,SEAL CAP | 198
AT038H | 3/8"NH3 SHUT-OFF VALVE ANGLE,THREADED,HW | 198
AT051C | 1/2"REFRIG.SHUT-OFF VLV ANGLE,THD,SEAL CAP | 202
AT051H | 1/2"NH3 SHUT-OFF VALVE ANGLE,THREADED,HW | 202
AT076C | 3/4"REFRIG SHUT-OFF VLV ANGLE,THREADED,SEAL CAP | 231
AT076H | 3/4"NH3 SHUT-OFF VALVE ANGLE,THREADED,HW | 231
ATB050C | 1/2"SHUT-OFF VLV,ANGLE,BLT BON,THD.,SC | 234
ATB050H | 1/2"SHUT-OFF VALVE,ANGLE,BLTD,BON,THD,HW | 234
ATB075C | 3/4"SHUT-OFF VLV,ANGLE ,BLTD BON,THD.SC | 279
ATB075H | 3/4"SHUT-OFF VLV,ANGLE,BLTD BONN,THD,HW | 279
ATB100C | 1"SHUT-OFF VLV,ANGLE,BLT BONNET,THD.,SC | 292
ATB100H | 1"SHUT-OFF VALVE,ANGLE,BLTD BONN,THD,HW | 292
ATB125C | 1-1/4"SHUTOFF VLV,ANGL ,BOLT BONNT THD,SC | 405
ATB125H | 1-1/4"SHUTOFF VLV,ANGL,BOLT BONNT,THD,HW | 405
ATE050C | 1/2" SHT-OFF VLV, ANGLE,EXT.NECK,BLT.BONNET,THD,SC | 338
ATE050H | 1/2" SHUT-OFF VLV, ANG, EXTNECK,BLT.BNT,THD.HW | 338
ATE075C | 3/4" SHUT-OFF VLV,ANG,EXT.NCK,BLT.BNT,THD.SC | 386
ATE075H | 3/4" SHUT-OFF VLV,ANG,EXT.NCK,BLT.BNT,THD,HW | 386
ATE100C | 1" SHUT-OFF VALVE,ANGLE,EXT.NECK,BLT.BONNET,THD,SC | 458
ATE100H | 1" SHUT-OFF VALVE,ANGLE,EXT.NECK,BLT.BONNET,THD,HW | 458
ATE125C | 1-1/4" SHUT-OFF VLV,ANGLE.EXT.NCK,BLT.BNT,THD,SC | 572
ATE125H | 1-1/4" SHUT-OFF VALVE, ANG,EXT.NCK,BLT.BNT,THD,HW | 572
AW1000C | 10" REFRIG. SHUT-OFF VALVE ANGLE, BW, SC | 14161
AW1000H | 10" REFRIG. SHUT-OFF VALVE, ANGLE, BW, HW | 14161
AW1200C | 12" REFRIG. SHUT-OFF VALVE ANGLE, BW, SC | 20647
AW1200H | 12" REFRIG. SHUT-OFF VALVE, ANGLE, BW, HW | 20647
AW1400C | 14"REFRIG.SHUT-OFF VALVE ANGLE,BW,SC | 41393
AW1400H | 14"NH3 SHUT-OFF VALVE,ANGLE,BW,HW | 41393
AW150C | 1-1/2" ANGLE SHUT-OFF VALVE, BW, SC | 578
AW150H | 1-1/2" ANGLE SHUT-OFF VALVE, BW,HW | 578
AW1600C | 16"REFRIG.SHUT-OFF VALVE ANGLE,WELED,SC | 57241
AW1600H | 16" REFRIG.SHUT-OFF VLV,ANGLE BW,HW | 57241
AW1800C | 18"REFRIG.SHUT-OFF VALVE ANGLE,BW,SC | 69509
AW1800H | 18" REFRIG.SHUT-OFF VLV. ANGLE BW, HW | 69509
AW200C | 2" REF SHUT-OFF VLV ANGLE,BW,SEAL CAP | 649
AW200H | 2" AMMONIA SHUT-OFF VALVE ANGLE,BW,HW | 649
AW251C | 2-1/2"REFRIG SHUT-OFF VALVE ANGLE,WLDD,SEAL CAP | 862
AW251H | 2-1/2"NH3 SHUT-OFF VALVE ANGLE,BW,HW | 862
AW301C | 3"REFRIG SHUT-OFF VALVE ANGLE,BW,SC | 1247
AW301H | 3" AMMONIA SHUT-OFF VALVE ANGLE,BW,HW | 1247
AW402C | 4" REFRIG. SHUT-OFF VALVE ANGLE, WELDED, SC | 1613
AW402H | 4" REFRIG. SHUT-OFF VALVE ANGLE, BW, HANDWHEEL | 1613
AW500C | 5" REFRIG. SHUT-OFF VALVE ANGLE, WELDED, SC | 2722
AW500H | 5" REFRIG. SHUT-OFF VALVE ANGLE, BW, HW | 2722
AW600C | 6" REFRIG SHUT-OFF VALVE, ANGLE, WELDED, SC | 3147
AW600H | 6" REFRIG SHUT-OFF VALVE, ANGLE, WELDED, HANDWHEEL | 3147
AW800C | 8" REFRIG. SHUT-OFF VALVE ANGLE, WELDED, SEAL CAP | 6670
AW800H | 8" REFRIG. SHUT-OFF VALVE ANGLE, BW, HW | 6670
AWB050C | 1/2" SHUT-OFF VLV,ANG,BLT.BNT, BW,SC | 258
AWB050H | 1/2" SHUTOFF VALVE, ANGLE, BW, 4BOLT, HW | 258
AWB075C | 3/4" SHUT-OFF VLV,ANG,4-BLT.BW,SC | 304
AWB075H | 3/4" SHUTOFF VLV,ANG,HW,BW,4BOLT | 304
AWB100C | 1" ANGLE SHUT-OFF,BLT.BNT.BW,SC | 319
AWB100H | 1" SHUT-OFF VLV,ANGLE,HW,BW,4BOLT | 319
AWB125C | 1-1/4" ANG. SHUT-OFF VLV,BLT.BNT,BW,SC | 444
AWB125H | 1-1/4" ANG. SHUT-OFF VLV, BW, HW, | 444
AWE050C | 1/2" SHUT-OFF VLV,ANGLE BW EXT NECK,SC | 362
AWE075C | 3/4" SHUT-OFF VLV,ANG,BW,SC,EXT NECK,4-BLT | 412
AWE075H | 3/4" SHUT-OFF VLV,ANGLE BW EXT NECK,HW | 412
AWE100C | 1" SHUT-OFF VALVE,ANGLE,EXTENDED NECK,BW,SC | 484
AWE100H | 1" SHUT-OFF VALVE, ANGLE, EXTENDED NECK, BW, HW | 484
AWE125C | 1-1/4" SOV,ANGLE BW EXTENDED NECK,SEAL CAP | 612
AWE150C | 1-1/2" SHUT-OFF VLV,ANGLE BW,EXT NECK,SC | 750
AWE150H | 1-1/2" SHUT-OFF VALVE,ANGLE,EXTENDED NECK,BW,HW | 750
AWE200C | 2" SHUT-OFF VALVE,ANGLE.EXTENDED.NECK,BW,SC | 839
AWE200H | 2" SHUT-OFF VALVE,ANG.EXT.NECK,BW,HW | 839
AWE251C | 2-1/2"NH3 ANG. SHUT-OFF,EXT NECK WELDED,SC | 1104
AWE251H | 2-1/2"NH3 SHUT-OFF,ANGLE,EXT NECK,WELDED,HW | 1104
AWE301C | 3" SHUT-OFF VALVE,ANG,EXTENDED NECK,BW,SC | 1504
AWE301H | 3"SHUT-OFF VALVE,ANG.EXT NECK,BW,HW | 1504
AWE402C | 4" SHUT-OFF VALVE, ANG.,EXTENDED NECK,BW,SC | 1966
AWE402H | 4" SHUT-OFF VALVE, ANGLE, EXT.NECK,BW,HW | 1966
BT1 | EZ-FITTING, 1/2" MPT INLET X 3/4" OUTLET | 354
BT2 | EZ-FITTING, 3/4" MPT INLET X 1" OUTLET | 445
BW1 | EZ-FITTING, 1/2" BW INLET X 3/4" OUTLET | 349
COV | TOP METAL CVR HANSEN HLL SERIES OF REF FLT SWTH | 176
EZB/150 | EZ-SRV CARTRIDGE RELIEF VLV, BARE | 389
EZB/150-BT1 | EZ-SRV CARTRIDGE RELF VLV, 1/2" MPT W/ FITTING | 585
EZB/150-BT1D | EZ-SRV DUAL CART RELF VLV,1/2" MPT W/FITTING | 1530
EZB/150-BT2 | EZ-SRV CARTRIDGE RELF VLV, 3/4" MPT W/FITTING | 684
EZB/150-BW1 | EZ-SRV CARTRIDGE RELF VLV, 1/2" BW W/ FITTING | 585
EZB/150-BW2 | EZ-SRV CARTRIDGE RELIEF VLV, 3/4" BW W/ FITTING | 684
EZB/16E-BW1 | EZ-SRV CART RLF,1/2" BW W/ FTG,CATIV,MODB&D,EF104 | 585
EZB/19E-BW2 | EZ-SRV CART RLF,3/4" BW W/ FTG,CATIV,MODB&D,EF104 | 684
EZB/200 | EZ-SRV CARTRIDGE RELIEF VLV, BARE | 389
EZB/200-BT1 | EZ-SRV CARTRIDGE RELF VLV, 1/2" MPT W/ FITTING | 585
EZB/200-BT1D | EZ-SRV DUAL CART RELF VLV,1/2" MPT W/ FITTING | 1530
EZB/200-BT2 | EZ-SRV CARTRIDGE RELF VLV, 3/4" MPT W/ FITTING | 684
EZB/200-BW1 | EZ-SRV CARTRIDGE RELF VLV,1/2" BW W/ FITTING | 585
EZB/200-BW1D | EZ-SRV DUAL CART RLF VLV,1/2"BW W/FITTING | 1530
EZB/200-BW2 | EZ-SRV CARTRIDGE RELIEF VLV,3/4" BW W/ FITTING | 684
EZB/225 | EZ-SRV CARTRIDGE RELIEF VLV, BARE | 389
EZB/225-BT1 | EZ-SRV CARTRIDGE RELF VLV,1/2" MPT W/ FITTING | 585
EZB/225-BT2 | EZ-SRV CARTRIDGE RELF VLV, 3/4" MPT W/ FITTING | 684
EZB/225-BW1 | EZ-SRV CARTRIDGE RELF VLV, 1/2" BW W/ FITTING | 585
EZB/24E-BW2 | EZ-SRV CART RLF,3/4" BW W/ FTG,CATIV,MODB&D,EF104 | 684
EZB/250 | EZ-SRV CARTRIDGE RELIEF VLV, BARE | 389
EZB/250-BT1 | EZ-SRV CARTRIDGE RELF VLV, 1/2" MPT W/ FITTING | 585
EZB/250-BT1D | EZ-SRV DUAL CART RELF VLV,1/2" MPT W/ FITTING | 1530
EZB/250-BT2 | EZ-SRV CARTRIDGE RELF VLV, 3/4" MPT W/ FITTING | 684
EZB/250-BT2D | EZ-SRV DUAL CART RELF VALVE,3/4" MPT W/ FITTING | 1745
EZB/250-BW1 | EZ-SRV CARTRIDGE RELF VLV, 1/2" BW W/ FITTING | 585
EZB/250-BW1D | EZ-SRV DUAL CART RELF VLV,1/2" BW W/FITTING | 1530
EZB/250-BW2 | EZ-SRV CARTRIDGE RELIEF VLV,3/4" BW W/ FITTING | 684
EZB/275-BT1D | EZ-SRV DUAL CART RELF VLV,1/2" MPT W/FITTING | 1530
EZB/275-BW1D | EZ-SRV DUAL CART RLF VLV,1/2"BW W/FITTING | 1532
EZB/275-BW2D | EZ-SRV DUAL CART RELF VLV,3/4" BW W/ FITTING | 1745
EZB/300 | EZ-SRV CARTRIDGE RELIEF VLV, BARE | 389
EZB/300-BT1 | EZ-SRV CARTRIDGE RELF VLV, 1/2" MPT W/ FITTING | 585
EZB/300-BT1D | EZ-SRV DUAL CART RELF VALVE,1/2" MPT W/ FITTING | 1530
EZB/300-BT2 | EZ-SRV CARTRIDGE RELF VLV,3/4" MPT W/ FITTING | 684
EZB/300-BT2D | EZ-SRV DUAL CART RELF VLV,3/4" MPT W/ FITTING | 1745
EZB/300-BW1 | EZ-SRV CARTRIDGE RELF VLV,1/2" BW W/ FITTING | 585
EZB/300-BW2 | EZ-SRV CARTRIDGE RELF VLV,3/4" BW W/ FITTING | 684
EZB/350 | EZ-SRV CARTRIDGE RELIEF VLV, BARE | 389
EZB/350-BT1 | EZ-SRV CARTRIDGE RELF VLV, 1/2" MPT W/ FITTING | 585
EZB/350-BT1D | EZ-SRV DUAL CART RLF VLV,1/2" MPT W/FITTING | 1530
EZB/350-BT2 | EZ-SRV CARTRIDGE RELF VLV, 3/4" MPT W/ FITTING | 684
EZB/350-BT2D | EZ-SRV DUAL CART RELF VLV,3/4" MPT W/ FITTING | 1745
EZB/400 | EZ-SRV CARTRIDGE RELIEF VLV, BARE | 389
EZB/400-BT1 | EZ-SRV CARTRIDGE RELF VLV, 1/2" MPT W/ FITTING | 585
EZB/400-BT1D | EZ-SRV DUAL CART RELF VLV,1/2" MPT W/ FITTING | 1530
EZB/400-BW1 | EZ-SRV CARTRIDGE RELF VLV,1/2" BW W/ FITTING | 585
EZB/400-BW2 | EZ-SRV CARTRIDGE RELF VLV,3/4" BW W/FITTING | 684
EZB/450 | EZ-SRV CARTRIDGE RELIEF VLV, BARE | 389
EZB/450-BT1 | EZ-SRV CARTRIDGE RELF VLV,1/2" MPT W/FITTING | 585
EZB/500 | EZ-SRV CARTRIDGE RELIEF VLV, BARE | 389
EZB/500-BT1 | EZ-SRV CARTRIDGE RELF VLV, 1/2" MPT W/ FITTING | 585
EZB/550 | EZ-SRV CARTRIDGE RELIEF VLV, BARE | 389
EZB/550-BT2D | EZ-SRV CARTRIDGE DUAL RELF VLV,3/4"MPT W/ FITTING | 1745
EZB/550-BW1 | EZ-SRV CARTRIDGE RELF VLV, 1/2" BW W/ FITTING | 585
EZB/550-BW2 | EZ-SRV CARTRIDGE RELIEF VLV, 3/4" BW W/ FITTING | 684
EZB/600 | EZ-SRV CARTRIDGE RELIEF VLV, BARE | 389
EZB/600-BT1 | EZ-SRV CARTRIDGE RELF VLV,1/2" MPT W/FITTING | 585
EZB/600-BT1D | EZ-SRV DUAL CARTRIDGE RELF VLV,1/2" MPT W/FITTING | 1530
EZB/600-BT2 | EZ-SRV CARTRIDGE RELF VLV, 3/4" MPT W/ FITTING | 684
EZB/600-BT2D | EZ-SRV CARTRIDGE DUAL RELF VLV, 3/4"MPT W/ FITTING | 1745
EZB/600-BW2 | EZ-SRV CARTRIDGE RELF VLV, 3/4" BW FITTING, 600 PS | 684
EZB/H1E-BT2D | EZ-SRV DUAL RELIEF,3/4" MPT,CE-CATIV.MODB&D EF104 | 1745
EZB/H2-BW1 | EZ-SRV CARTRIDGE RLF VLV,1/2" BW W/FITTING | 585
EZB/H2-BW1D | EZ-SRV DUAL CART RLF VLV,1/2"BW W/FITTING | 1530
EZB/H3-BT2 | EZ-SRV CARTRIDGE RELF VLV,3/4" MPT W/ FITTING | 684
EZB/H3-BT2D | EZ-SRV DUAL CARTRIDGE RELF VLV,3/4" MPT W/ FITTING | 1745
EZB/H3-BW2D | EZ-SRV DUAL CART RELF VLV,3/4" BW FITTING | 1745
EZB/H3E-BT1D | EZ-SRV DUAL RELIEF,1/2" FPT,CE-CATIV.MODB&D EF104 | 1530
EZB/L1-BT1 | EZ-SRV CARTRIDGE RELF VLV,1/2" MPT W/FITTING | 585
EZB/L1-BT1D | EZ-SRV DUAL CARTRIDGE RELF VLV, 1/2" MPT W/FITTING | 1530
EZB/L1-BT2 | EZ-SRV CARTRIDGE RELF VLV,3/4" MPT W/ FITTING | 684
EZB/L2-BT2 | EZ-SRV CART RELF VLV,3/4" MPT W/ FITTING | 684
EZB/L2-BT2D | EZ-SRV DUAL CARTRIDGE RELF VLV,3/4" MPT W/ FITTING | 1745
EZB/L2-BW1 | EZ-SRV CARTRIDGE RELF VLV,1/2" BW W/ FITTING | 585
EZB/L2-BW1D | EZ-SRV DUAL CART RLF VLV,1/2"BW W/FITTING | 1530
EZB/M1-BT1 | EZ-SRV CARTRIDGE RELF VLV, 1/2" MPT W/ FITTING | 585
EZB/M1-BT2 | EZ-SRV CARTRIDGE RELF VLV,3/4" MPT W/ FITTING | 684
EZB/M1-BT2D | EZ-SRV DUAL CART RELF VLV,3/4" MPT W/FITTING | 1745
EZB/M1-BW1 | EZ-SRV CARTRIDGE RELF VLV,1/2" BW W/ FITTING | 585
EZB/M1-BW2 | EZ-SRV CARTRIDGE RELF VLV,3/4" BW W/FITTING | 684
EZB/M2 | EZ-SRV CARTRIDGE RELIEF VLV, BARE | 389
EZB/M2-BT1 | EZ-SRV CARTRIDGE RELF VLV,1/2" MPT W/ FITTING | 585
EZB/M2-BT2D | EZ-SRV DUAL CART RELF VLV,3/4" MPT W/ FITTING | 1745
EZB/M2-BW1 | EZ-SRV CARTRIDGE RELF VLV,1/2" BW W/ FITTING | 585
EZB/M2-BW2 | EZ-SRV CARTRIDGE RELF VLV,3/4" BW W/FITTING | 684
EZB/M2E-BW1 | EZ-SRV CART RLF,1/2" BW W/FTG,CATIV,MODB&D,EF104 | 585
EZC/150 | EZ-SRV CARTRIDGE RELIEF VLV, BARE | 452
EZC/150-BT2 | EZ-SRV CARTRIDGE RELF VLV,3/4" MPT W/ FITTING | 751
EZC/150-BT2D | EZ-SRV DUAL CART RELF,3/4" MPT W/FITTING | 1880
EZC/150-BW2 | EZ-SRV CARTRIDGE RELF VLV,3/4" BW W/ FITTING | 751
EZC/150-BW2D | EZ-SRV DUAL CARTRIDGE RLF VLV,3/4"BW W/ FITTING | 1880
EZC/200 | EZ-SRV CARTRIDGE RELIEF VLV, BARE | 452
EZC/200-BT2D | EZ-SRV DUAL CART RELF VLV, 3/4" MPT W/FITTING | 1880
EZC/200-BW2 | EZ-SRV CARTRIDGE RELF VLV, 3/4" BW W/ FITTING | 751
EZC/225-BW2 | EZ-SRV CARTRIDGE RELF VLV,3/4" BW W/ FITTING | 751
EZC/250 | EZ-SRV CARTRIDGE RELIEF VLV, BARE | 452
EZC/250-BT2 | EZ-SRV CARTRIDGE RELF VLV, 3/4" MPT W/ FITTING | 751
EZC/250-BT2D | EZ-SRV DUAL CART RELF VLV,3/4" MPT W/ FITTING | 1880
EZC/250-BW2 | EZ-SRV CARTRIDGE RELF VLV, 3/4" BW W/ FITTING | 751
EZC/300 | EZ-SRV CARTRIDGE RELIEF VLV, BARE | 452
EZC/300-BT2 | EZ-SRV CARTRIDGE RELF VLV, 3/4" MPT W/ FITTING | 751
EZC/300-BT2D | EZ-SRV DUAL CART RELF VLV,3/4" MPT W/FITTING | 1880
EZC/300-BW2 | EZ-SRV CARTRIDGE RELIEF VLV,3/4" BW W/ FITTING | 751
EZC/350 | EZ-SRV CARTRIDGE RELIEF VLV, BARE | 452
EZC/350-BT2 | EZ-SRV CARTRIDGE RELF VLV, 3/4" MPT W/ FITTING | 751
EZC/350-BT2D | EZ-SRV DUAL CART RELF VLV, 3/4" MPT W/ FITTING | 1880
EZC/400 | EZ-SRV CARTRIDGE RELIEF VLV, BARE | 452
EZC/400-BT2D | EZ-SRV DUAL CART RELF VLV,3/4" MPT W/FITTING | 1880
EZC/450-BT2 | EZ-SRV CARTRIDGE RELF VLV, 3/4" MPT W/ FITTING | 751
EZC/500 | EZ-SRV CARTRIDGE RELIEF VLV, BARE | 452
EZC/500-BT2 | EZ-SRV CARTRIDGE RELF VLV,3/4" MPT W/ FITTING | 751
EZC/500-BT2D | EZ-SRV DUAL CART RELF VLV,3/4" MPT W/ FITTING | 1880
EZC/550 | EZ-SRV CARTRIDGE RELIEF VLV, BARE | 452
EZC/550-BT2 | EZ-SRV CARTRIDGE RELF VLV,3/4" MPT W/ FITTING | 751
EZC/550-BW2 | EZ-SRV CARTRIDGE RELF VLV,3/4" BW W/ FITTING | 751
EZC/600-BT2 | EZ-SRV CARTRIDGE RELF VLV,3/4" MPT W/FITTING | 751
EZC/600-BT2D | EZ-SRV DUAL CART RELF VLV, 3/4" MPT W/FITTING | 1880
EZC/H3-BT2 | EZ-SRV CARTRIDGE RELF VLV,3/4" MPT W/ FITTING | 751
EZC/H3-BT2D | EZ-SRV DUAL CART RELF VLV,3/4" MPT W/ FITTING | 1880
EZC/H3-BW2 | EZ-SRV CARTRIDGE RELF VLV,3/4" BW W/FITTING | 751
EZC/H3-BW2D | EZ-SRV DUAL CART RELF VLV,3/4" BW W/FITTING | 1880
EZC/L1-BT2 | EZ-SRV CARTRIDGE RELF VLV,3/4" MPT W/FITTING | 751
EZC/L1-BW2 | EZ-SRV CARTRIDGE RELF VALVE,3/4" BW W/ FITTING | 751
EZC/L1E-BW2 | EZ-SRV CART RLF,3/4" BW W/ FTG,CATIV,MODB&D,EF104 | 751
EZC/L2 | EZ-SRV CARTRIDGE RELIEF VLV, BARE | 452
EZC/L2-BT2 | EZ-SRV CARTRIDGE RELF VLV,3/4" MPT W/FITTING | 751
EZC/L2-BW2 | EZ-SRV CARTRIDGE RELF VLV,3/4" BW W/ FITTING | 751
EZC/M1-BT2 | EZ-SRV CARTRIDGE RELF VLV,3/4" MPT W/ FITTING | 751
EZC/M1-BW2 | EZ-SRV CARTRIDGE RELF VLV, 3/4" BW W/ FITTING | 751
EZC/M2-BT2 | EZ-SRV CARTRIDGE RELF VLV,3/4" MPT W/ FITTING | 751
EZC/M2-BW2 | EZ-SRV CARTRIDGE RELF VLV,3/4" BW W/FITTING | 751
EZC/M3-BT2 | EZ-SRV CARTRIDGE RELIEF VALVE, 3/4" MPT W/ FITTING | 751
EZE/150 | EZ-SRV CARTRIDGE RELIEF VLV, BARE | 717
EZE/150-BT4 | EZ-SRV CARTRIDGE RELF VLV, 1" MPT W/ FITTING | 1073
EZE/150-BT4D | EZ-SRV DUAL CARTRIDGE RELIEF,1" MPT W/FITTING | 2744
EZE/150-BW4 | EZ-SRV CARTRIDGE RELF VLV 1" BW W/ FITTING | 1073
EZE/150-BW4D | EZ-SRV DUAL CARTRIDGE RLF VLV,1"BW W/FITTING | 2744
EZE/200 | EZ-SRV CARTRIDGE RELIEF VLV, BARE | 717
EZE/200-BT4 | EZ-SRV CARTRIDGE RELF VLV,1" MPT W/ FITTING | 1073
EZE/200-BW4 | EZ-SRV CARTRIDGE RELF VLV, 1" BW W/ FITTING | 1073
EZE/225 | EZ-SRV CARTRIDGE RELIEF VLV, BARE | 717
EZE/225-BT4 | EZ-SRV CARTRIDGE RELF VLV 1" MPT W/ FITTING | 1073
EZE/225-BW4 | EZ-SRV CARTRIDGE RELF VLV 1" BW W/ FITTING | 1073
EZE/250 | EZ-SRV CARTRIDGE RELIEF VLV, BARE | 717
EZE/250-BT4 | EZ-SRV CARTRIDGE RELF VLV,1" MPT W/ FITTING | 1073
EZE/250-BT4D | EZ-SRV DUAL CART RELF VLV,1" MPT W/ FITTING | 2744
EZE/250-BW4 | EZ-SRV CARTRIDGE RELF VLV,1" BW W/ FITTING | 1073
EZE/300 | EZ-SRV CARTRIDGE RELIEF VLV, BARE | 717
EZE/300-BT4 | EZ-SRV CARTRIDGE RELF VLV 1" MPT W/ FITTING | 1073
EZE/300-BT4D | EZ-SRV DUAL CART RELF VLV,1" MPT W/FITTING | 2744
EZE/300-BW4 | EZ-SRV CARTRIDGE RELF VLV 1" BW W/ FITTING | 1073
EZE/350 | EZ-SRV CARTRIDGE RELIEF VLV, BARE | 717
EZE/350-BT4 | EZ-SRV CARTRIDGE RELF VLV 1" MPT W/ FITTING | 1073
EZE/350-BW4 | EZ-SRV CARTRIDGE RELF VLV 1" BW W/ FITTING | 1073
EZE/L2 | EZ-SRV CARTRIDGE RELIEF VLV, BARE | 717
EZE/L2-BT4 | EZ-SRV CARTRIDGE RELF VLV,1" MPT W/ FITTING | 1073
EZE/L2-BW4 | EZ-SRV CART RELF VLV,1" BW W/ FITTING | 1073
EZE/L3 | EZ-SRV CARTRIDGE RELIEF VLV, BARE | 717
EZE/L3-BW4 | EZ-SRV CART RELF VLV,1" BW W/ FITTING | 1073
EZE/M1 | EZ-SRV CARTRIDGE RELIEF VLV, BARE | 717
EZE/M1-BT4 | EZ-SRV CARTRIDGE RELF VLV,1" MPT W/ FITTING | 1073
EZE/M1-BT4D | EZ-SRV DUAL CART RLF VLV,1" MPT W/ FITTING | 2744
EZE/M1-BW4 | EZ-SRV CART RELF VLV,1" BW W/ FITTING | 1073
EZE/M1-BW4D | EZ-SRV DUAL CART RLF VLV,1" BW W/FITTING | 2744
EZE/M2 | EZ-SRV CARTRIDGE RELIEF VLV, BARE | 717
EZE/M2-BT4D | EZ-SRV DUAL CART RELF VLV,1" MPT W/FITTING | 2744
EZE/M2-BW4 | EZ-SRV CARTRIDGE RELF VLV,1" BW W/ FITTING | 1073
EZF/150 | EZ-SRV CARTRIDGE RELIEF VLV, BARE | 1322
EZF/150-BT5 | EZ-SRV CARTRIDGE RELF VLV 1-1/4" MPT W/ FITTING | 1982
EZF/150-BT5D | EZ-SRV DUAL CART RELF,1-1/4" MPT W/FITTING | 4796
EZF/150-BW5 | EZ-SRV CARTRIDGE RELF VLV 1-1/4" BW W/ FITTING | 1982
EZF/200-BW5 | EZ-SRV CARTRIDGE RELF VLV 1-1/4" BW W/FITTING | 1982
EZF/225-BT5 | EZ-SRV CARTRIDGE RELF VLV 1-1/4" MPT W/ FITTING | 1982
EZF/225-BW5 | EZ-SRV CARTRIDGE RELF VLV 1-1/4" BW W/ FITTING | 1982
EZF/250 | EZ-SRV CARTRIDGE RELIEF VLV, BARE | 1322
EZF/250-BT5 | EZ-SRV CARTRIDGE RELF VLV,1-1/4" MPT W/ FITTING | 1982
EZF/250-BT5D | EZ-SRV DUAL CARTRIDGE RELF VLV,1-1/4"MPT W/FITTING | 4796
EZF/250-BW5 | EZ-SRV CARTRIDGE RELF VLV,1-1/4" BW W/FITTING | 1982
EZF/300 | EZ-SRV CARTRIDGE RELIEF VLV, BARE | 1322
EZF/300-BT5 | EZ-SRV CARTRIDGE RELF VLV 1-1/4" MPT W/ FITTING | 1982
EZF/300-BT5D | EZ-SRV DUAL CART RELF VLV,1-1/4"MPT W/FITTING | 4796
EZF/300-BW5 | EZ-SRV CARTRIDGE RELF VLV 1-1/4" BW W/ FITTING | 1982
EZF/350 | EZ-SRV CARTRIDGE RELIEF VLV, BARE | 1322
EZF/350-BT5 | EZ-SRV CARTRIDGE RELF VLV 1-1/4" MPT W/ FITTING | 1982
EZF/350-BW5 | EZ-SRV CARTRIDGE RELF VLV 1-1/4" BW W/ FITTING | 1982
EZF/L2-BT5D | EZ-SRV DUAL CART RELF,1-1/4" MPT W/FITTING | 4796
EZF/M1 | EZ-SRV CARTRIDGE RELIEF VLV, BARE | 1322
EZF/M1-BT5 | EZ-SRV CARTRIDGE RELF VLV,1-1/4" MPT W/ FITTING | 1982
EZF/M2 | EZ-SRV CARTRIDGE RELIEF VLV, BARE | 1322
EZF/M2-BT5 | EZ-SRV CART RELF VLV,1-1/4" MPT W/FITTING | 1982
EZLQ/100 | EZ-SRV LIQUID CARTRIDGE RLF VLV, BARE | 375
EZLQ/100-BT1 | EZLQ LIQUID RELF VLV, 1/2" MPT W/ FITTING | 571
EZLQ/100-BT2 | EZLQ LIQUID RELF VLV, 3/4" MPT W/ FITTING | 672
EZLQ/100-BW1 | EZLQ LIQUID RELF VLV, 1/2" BW W/ FITTING | 571
EZLQ/100-BW2 | EZLQ LIQUID RELIEF VALVE, 3/4" BW W/ FITTING | 672
EZLQ/3.5PA | EZ-SRV LIQUID CARTRIDGE RLF VLV, BARE(PASCALS) | 375
EZLQ/3.5PA-BT1 | EZLQ LIQUID RELF VLV,1/2" MPT W/ FITTING(PASCALS) | 571
EZLQ/5.0-BT1 | EZLQ LIQUID RELF VLV, 1/2" MPT W/ FITTING | 571
EZLQ/5.0PA-BT1 | EZLQ LIQUID RELF VLV,1/2" MPT W/ FITTING(PASCALS) | 571
EZLQ/50 | EZ-SRV LIQUID CARTRIDGE RLF VLV, BARE | 375
EZLQ/50-BT1 | EZLQ LIQUID RELF VLV, 1/2" MPT W/ FITTING | 571
EZLQ/50-BT2 | EZLQ LIQUID RELF VLV, 3/4" MPT W/ FITTING | 672
EZLQ/50-BW1 | EZLQ LIQUID RELF VLV, 1/2" BW W/ FITTING | 571
EZLQ/50-BW2 | EZLQ LIQUID RELF VLV, 3/4" BW W/ FITTING | 672
EZLQ/6.0PA | EZ-SRV LIQUID CARTRIDGE RLF VLV, BARE(PASCALS) | 375
EZLQ/6.0PA-BT1 | EZLQ LIQUID RELF VLV,1/2" MPT W/ FITTING(PASCALS) | 571
EZLQ/7.0E-BW1 | EZLQ LIQ RLF VLV,1/2" BW W/FIT,CATIV MOD.B&D EF104 | 571
EZLQ/7.0E-BW2 | EZLQ LIQ RLF VLV,3/4" BW W/FIT,CATIV MOD.B&D EF104 | 672
EZLQ/7.0PA-BT1 | EZLQ LIQUID RELF VLV,1/2" MPT W/ FITTING(PASCALS) | 571
EZLQ/7.0PA-BW1 | EZLQ LIQUID RELF VLV,1/2" BW W/ FITTING(PASCALS) | 571
EZLQ/75 | EZ-SRV LIQUID CARTRIDGE RLF VLV, BARE | 375
EZLQ/75-BT1 | EZLQ LIQUID RELF VLV, 1/2" MPT W/ FITTING | 571
EZLQ/75-BT2 | EZLQ LIQUID RELF VLV, 3/4" MPT W/ FITTING | 672
EZLQ/75-BW1 | EZLQ LIQUID RELF VLV, 1/2" BW W/ FITTING | 571
EZLQ/75-BW2 | EZLQ LIQUID RELF VLV, 3/4" BW W/ FITTING | 672
G3 | NH3/HACBN GAUGE,30"TO 350PSIG,1/4" NPT,3.5" DIAM | 232
G4 | NH3/HACBN GAUGE 30"TO 150PSIG,1/4" NPT,3.5" DIAM | 232
G5M-S | STAINLESS STEEL HALO GAUGE(BAR/DEGREE)-1 TO12 BAR | 370
G6M-S | HALO GAUGE,-1 TO25 BAR,1/4NPT,100mm STAINLESS STL | 370
GA1 | NH3 TEMP/PRESSGAUGE 30"TO300PSIG,1/4"NPT,3.5" DIA | 232
GA1M | NH3 GAUGE-1 TO +11 BAR 1/4"NPT,90MM DIA FACE | 232
GA1M-S | NH3 GAUGE -1 TO +11 BAR, NPT, 100MM DIA STAINLESS | 370
GA1-S | NH3 GAUGE -30-300 PSIG,1/4"NPT,4DIA,SS | 370
GA2 | NH3 GAUGE 30" TO 150PSIG 1/4" NPT,3.5" DIAMETR FAC | 232
GA2M | NH3 GAUGE -1 TO +21 BAR 1/4" NPT,90MM DIAM FACE | 232
GA2M-S | NH3 GAUGE -1 TO+21BAR,1/4"NPT,100MM DIA, S/S | 370
GA2-S | NH3 GAUGE -30-150PSI,1/4"NPT,4"DIA,STAINLESS STL. | 370
GS150C | 1-1/2" REFRIG SHUT-OFF VLV,GLOBE,SOCKET WELD,SC | 544
GS150H | 1-1/2"NH3 SHUT-OFF VALVE GLOBE,SOCKET WELD,HW | 544
GS200C | 2" REFRIG. SHUT-OFF VALVE GLOBE, SOCKET WELD, SC | 627
GS200H | 2" AMMONIA SHUT-OFF VALVE GLOBE, SW, HW | 627
GS251C | 2-1/2"REFRIG.SHUT-OFF VLV GLOBE,SOCKET WELD,SC | 840
GS251H | 2-1/2"NH3 SHUT-OFF VALVE GLOBE,SOCKET WELD,HW | 840
GSB051C | 1/2"SHUT-OFF VLV,GLB,BLT.BONNET,SW,SC,T-STYLE | 236
GSB051H | 1/2"SHUT-OFF VLV,GLB,BLT.BONNET,SW,HW,T-STYLE | 236
GSB076C | 3/4"SHUT-OFF VLV,GLB,BLT.BONNET,SW,SC,T-STYLE | 280
GSB076H | 3/4"SHUT-OFF VLV,GLB.,BLT.BONNET,SW,HW,T-STYLE | 280
GSB101C | 1"SHUT-OFF VLV,GLB,BLT.BONNET,T-STYLE,SW,SC | 295
GSB101H | 1"SHUT-OFF VLV,GLB,T-STYLE,BLT.BONNET,SW,HW | 295
GSB126C | 1-1/4"SHUT-OFF VLV,GLB,T-STYLE,BLT.BONNET,SW,SC | 405
GSB126H | 1-1/4"SHUT-OFF VLV,GLB,T-STYLE,BLT.BONNET,SW,HW | 405
GSE051C | 1/2"SHUT-OFF VLV,GLB. EXT.NCK,BLT.BNT,T-STY,SW,SC | 340
GSE051H | 1/2" SHUT-OFF VLV,GLB.EXT.NCK,BLT.BNT,T-STYL,SW,HW | 340
GSE076C | 3/4"SHUT-OFF,GLB EXT NCK,BLT BNT,T-STYL SW SC | 387
GSE076H | 3/4" SHUT-OFF GLOBE.EXT.NECK,SW,HW | 387
GSE101C | 1"SHUT-OFF VLV,GLB.EXT.NECK,BLT.BNT,T-STYLE,SW,SC | 460
GSE101H | 1"SHUT-OFF VLV,GLB.EXT.NCK,BLT.BNT,T-STYLE,SW,HW | 460
GSE126C | 1-1/4"SHUT-OFF,GLB.EXT.NCK,BLT.BNT,T-STYLE,SW,SC | 572
GSE126H | 1-1/4" SHUT-OFF VLV,GLOBE.EXT.NCK SW,HW | 572
GSE150C | 1-1/2"SHUT-OFF VLV,GLB,EXT.NECK,T-STYLE,SW,SC | 734
GSE150H | 1-1/2"SHUT-OFF VLV,GLB,EXT.NECK,T-STYLE,SW,HW | 734
GSE200C | 2"SHUT-OFF VLV,GLB, EXT.NECK,BLT.BNT,T-STYLE,SW,SC | 820
GSE200H | 2"SHUT-OFF VLV,GLB,EXT.NCK,BLT.BNT,T-STYL SW,HW | 820
GSE251C | 2-1/2" SHUT-OFF GLOBE, EXT NECK, SW,SC | 1080
GSE251H | 2-1/2" SHUT-OFF,GLOBE. EXT.NCK, SW,HW | 1080
GT038C | 3/8"REFRIG SHUT-OFF VLV GLOBE,THREADED,SEAL CAP | 198
GT038H | 3/8"NH3 SHUT-OFF VALVE GLOBE,THREADED, HANDWHEEL | 198
GT051C | 1/2"REFRIG SHUT-OFF VLV GLOBE,THREADED,SEAL CAP | 202
GT051H | 1/2"NH3 SHUT-OFF VALVE GLOBE,THD,HW | 202
GT076C | 3/4"REFRIG SHUT-OFF VLV GLOBE,THREADED,SEAL CAP | 231
GT076H | 3/4"NH3 SHUT-OFF VALVE GLOBE,THREADED,HANDWHEEL | 231
GTB051C | 1/2" SHUTOFF VLV,GLOBE SC,T-STYL,THD,4-BOLT | 234
GTB051H | 1/2" SOV,THD,T-STYLE GLOBE HW,4-BOLT | 234
GTB076C | 3/4"SHUT-OFF VLV,GLOBE SC THD,T-STYLE,4-BOLT | 279
GTB076H | 3/4" SHUTOFF VLV,THD,T-STYLE GLOBE HW, 4-BOLT | 279
GTB101C | SHUT-OFF VLV,T-STYLE 1" GLOBE,SC,THD,4-BOLT | 292
GTB101H | 1" SHUT-OFF VLV, T-STYLE GLOBE HW, THD, 4-BOLT | 292
GTB126C | VALVE, T-STYLE GLOBE SC 1-1/4" THD, 4-BOLT | 405
GTB126H | VALVE, T-STYLE GLOBE HW 1-1/4" THD, 4-BOLT | 405
GTE051C | 1/2"SHT-OFF VLV, GLB,EXT.NECK,,T-STYLE,THD,SC | 338
GTE051H | 1/2" SHT-OFF VLV,GLB,EXT.NECK,,T-STYLE,THD.HW | 338
GTE076C | 3/4" SHT-OFF VLV,GLB. EXT.NECK,T-STYLE,THD,SC | 386
GTE076H | 3/4"SHT-OFF VLV,GLB.EXT.NECK,T-STYLE,THD,HW | 386
GTE101C | 1" SHT-OFF VLV,GLB.EXT.NECK,,T-STYLE,THD.SC | 458
GTE101H | 1" SHT-OFF VLV,GLB.EXT.NECK.,T-STYLE,THD,HW | 458
GTE126C | 1-1/4" SHT-OFF VLV,GLB.EXT.NECK,T-STYLE,THD.SC | 572
GTE126H | 1-1/4" SHT-OFF VLV,GLB,EXT.NECK,T-STYLE,THD,HW | 572
GW1000C | 10" REFRIG. SHUT-OFF VALVE, GLOBE, WELDED, SC | 15294
GW1000H | 10" REFRIG. SHUT-OFF VALVE, GLOBE, BW, HW | 15294
GW1200C | 12" REFRIG. SHUT-OFF VALVE GLOBE, WELDED, SC | 22288
GW1200H | 12" REFRIG. SHUT-OFF VALVE,GLOBE,BW,HW | 22288
GW1400C | 14" REFRIG. SHUT-OFF VALVE, GLOBE, WELDED, SC | 44724
GW1400H | 14" REFRIG. SHUT-OFF VALVE, GLOBE, BW, HW | 44724
GW150C | 1-1/2" GLOBE SHUT-OFF VALVE BW, SC | 578
GW150H | 1-1/2" GLOBE SHUT-OFF VALVE, BW HW | 578
GW200C | 2" REFRIG SHUT-OFF VALVE GLOBE, BW, SC | 649
GW200H | 2" AMMONIA SHUT-OFF VALVE GLOBE, BW, HANDWHEEL | 649
GW251C | 2-1/2"REFRIG SHUT-OFF VALVE GLOBE,BW,SC | 862
GW251H | 2-1/2"NH3 SHUT-OFF VALVE,GLOBE,BW,HW | 862
GW301C | 3"REFRIG SHUT-OFF VLV,GLOBE,BW,SC | 1247
GW301H | 3" AMMONIA SHUT-OFF VALVE GLOBE, WELDED, HANDWHEEL | 1247
GW402C | 4" REFRIG. SHUT-OFF VALVE GLOBE, BW, SC | 1613
GW402H | 4" REFRIG. SHUT-OFF VALVE GLOBE, BW, HANDWHEEL | 1613
GW500C | 5" AMMONIA SHUT-OFF VALVE GLBE, WELDED, SEAL CAP | 2936
GW500H | 5" AMMONIA SHUT-OFF VALVE GLOBE, BW, HW | 2936
GW600C | 6" REFRIG. SHUT-OFF VALVE GLOBE, BW, SC | 3399
GW600H | 6" REFRIG. SHUT-OFF VALVE GLOBE, BW, HW | 3399
GW800C | 8" REFRIG. SHUT-OFF VALVE GLOBE, WELDED, SEAL CAP | 7202
GW800H | 8" REFRIG. SHUT-OFF VALVE GLOBE,BW,HW | 7202
GWB051C | VALVE, T-STYLE GLOBE SC 1/2" BW, 4-BOLT | 258
GWB051H | 1/2" SHUTOFF VLV,GLOBE,HW,BW,T-STYLE,4-BOLT | 258
GWB076C | 3/4" SHUTOFF VLV,T-STYLE GLOBE,SC,BW,4-BOLT | 304
GWB076H | 3/4" SHUTOFF VLV,T-STYLE GLOBE,HW,BW,4-BOLT | 304
GWB101C | SHUT-OFF VLV,T-STYLE GLOBE SC 1" BW, 4-BOLT | 319
GWB101H | SOV, T-STYLE GLOBE HW 1" BW, 4-BOLT | 319
GWB126C | 1-1/4"SHUT-OFF VLV,GLB.BOLTED BNT.T-STYLE,BW,SC | 444
GWB126H | SHUT-OFF VALVE,T-STYLE GLOBE HW 1-1/4" BW,4-BOLT | 444
GWE051C | 1/2" SHUT-OFF VLV,GLOBE EXT NECK,BW,SC | 362
GWE051H | 1/2" SHUT-OFF VLV,GLOBE EXT NECK,BW,HW | 362
GWE076C | 3/4" T-STYLE GLOBE EXT NECK SOV BW SC 4-BOLT | 412
GWE076H | 3/4" T-STYLE GLOBE EXT NECK SOV BW HW 4-BOLT | 412
GWE101C | 1" T-STYLE GLOBE EXT NECK SOV, SC BW, 4-BOLT | 484
GWE101H | 1" T-STYLE GLOBE EXT NECK SOV,HW BW,4-BOLT | 484
GWE126H | 1-1/4" GLOBE BW EXT NECK HANDWHEEL SOV | 612
GWE150C | 1-1/2" SHUT-OFF, GLOBE BW,EXT NECK, BOLT BNT,SC | 750
GWE150H | 1-1/2" SHUTOFF VLV,GLOBE BW EXT NECK,BLT.BNT,SW,HW | 750
GWE200C | 2" SHUT-OFF VLV,GLB.EXT.NECK,T-STYLE,BW,SC | 839
GWE200H | 2" SHUT-OFF VLV,GLB.EXT.NECK,T-STYLE,BW,HW | 839
GWE251C | 2-1/2" SHUT-OFF VALVE,GLB. EXT.NECK,T-STYLE,BW,SC | 1104
GWE251H | 2-1/2" SHUT-OFF VLV,GLB,EXT NECK T-STYLE,BW,HW | 1104
GWE301C | 3" SHUT-OFF VALVE,GLB.EXT.NECK,T-STYLE,BW,SC | 1669
GWE301H | 3" SHUT-OFF VALVE,GLB.EXT.NECK,T-STYLE,BW,HW | 1504
GWE400C | 4" T-STYLE. SHUT-OFF,GLOBE,EXT. NECK,BW,SC,CO2 | 1966
GWE400H | 4" T-STYLE SHUT-OFF, GLB, EXTENDED NECK, BW, HW | 1966
H1100 | SEE-LVL LIQ IND,CLEAR LENS,CE-CAT.II,MOD.H,EF110 | 275
H1100C | SEE-LVL LIQ.CLR LENS SAD.MILLD HSG,CATII,MODHEF110 | 303
H1100C-N | SEE-LVL IND.CLR LEN SADHSG/FRST SHLD.CE-CAT.II,MOD | 356
H1100C-R | SEE-LVL LIQ W/SAD.MILLED HSG,CE-CAT.II,MOD.H,EF110 | 303
H1100C-R/12 | SEE-LEVEL LIQD INDICATR W/SADDLE MILLED HSG.QTY12 | 2796
H1100C-RN | SEE-LVL LIQ IND.SDL HSG/FRTSLD,CE-CAT.II.MODHEF110 | 356
H1100C-RN/12 | SEE-LVL,LIQ.SAD.HSG/FRST SHLD,CE-CAT11,MOD H.EF110 | 4166
H1100-N | SEE-LVL LIQ IND.CLEAR LENS FST SH,CATII,MODH,EF110 | 329
H1100-R | SEE-LEVEL LIQUID INDICATOR,CE-CAT.II,MOD.H,EF110 | 275
H1100-R/12 | SEE-LEVEL LIQUID INDICATOR (QTY.12) | 2721
H1100-RN | SEE-LEVEL LIQ IND./FST SHLD,CE-CAT.II,MOD.H,EF110 | 329
H1100-RN/12 | SEE LEVEL LIQUID INDICATOR W/FRST SHIELD (QTY 12) | 3849
H5600A/150-P | NH3 PRESSURE-RELF VLV,EYE,1/2" X 3/4",SET@150 PSI | 504
H5600A/175-P | PRESSURE-RELF VLV,EYE,1/2" X 3/4",SET@175 PSI,ACT | 504
H5600A/200-P | NH3 PRESSURE-RELIEF VLV,EYE,1/2" X 3/4",SET@200PSI | 504
H5600A/225-P | NH3 PRESS-RLF VLV,EYE,1/2" X 3/4",SET@225PSI | 504
H5600A/250-P | NH3 PRESS-RLF VLV,EYE,1/2" X 3/4",SET@250PSI | 504
H5600A/275-P | NH3 PRESS-RLF VLV,EYE,1/2" X 3/4",SET@275PSI | 504
H5600A/300-P | NH3 PRESSURE-RELF VLV,EYE,1/2" X 3/4",SET@300 PSI | 504
H5600A/350-P | NH3 PRESS RLF VLV,EYE,1/2" X 3/4",SET@350 PSI | 504
H5600A/400-P | NH3 PRESSURE-RELIEF VLV,EYE,1/2"X3/4",SET@400 PSI | 504
H5600AD/150-P | DUAL PRESS-RELF VLV KIT 1/2"X3/4",NH3,EYE,SET@150 | 1466
H5600AD/200-P | DUAL PRESS-RELF VLV KIT,EYE,1/2"X3/4",NH3,SET@200 | 1466
H5600AD/225-P | DUAL PRESS-RELF VLV KIT,EYE,1/2"X3/4",NH3,SET@225 | 1466
H5600AD/250-P | DUAL PRESS-RELF VLV KIT,EYE,1/2"X3/4",NH3,SET@250 | 1466
H5600AD/275-P | DUAL PRESS-RELF VLV KIT,EYE,1/2"X3/4",NH3,SET@275 | 1466
H5600AD/300-P | DUAL PRESS-RELF VLV KIT,EYE,1/2"X3/4",NH3,SET@300 | 1466
H5600AD/350-P | DUAL PRESS-RELF VLV KIT,EYE,1/2"X3/4",NH3,SET@350 | 1466
H5600AD/400-P | DUAL PRESS-RELF VLV KIT,EYE,1/2"X3/4",NH3,SET@400 | 1466
H5600R/150-P | NH3 PRESS RLF VLV,RED,EYE,1/2"X3/4",SET@150PSI | 504
H5600R/200-P | NH3 PRES RELIEF VLV,RED,EYE,1/2"X3/4",SET@200 PSI | 504
H5600R/225-P | NH3 PRESS RELF VLV,RED,EYE,1/2"X3/4",SET@225 PSI | 504
H5600R/250-P | NH3 PRESS RELIEF VLV,RED,EYE,1/2"X3/4",SET@250PSI | 504
H5600R/275-P | NH3 PRESS RELIEF VLV,RED,EYE,1/2"X3/4",SET@275PSI | 504
H5600R/300-P | NH3 PRES RLF VLV,RED,EYE,1/2"X3/4",SET@300 PSI | 504
H5600R/350-P | NH3 PRES RELF VLV,RED,EYE,1/2"X3/4",SET@350 PSI | 504
H5600R/400-P | NH3 PRESSURE RELIEF VLV,EYE,1/2" X 3/4",REDUCED | 504
H5600RD/150-P | DUAL PRESS RLF VLV KIT,1/2"X3/4",EYE,REDUCD,@150# | 1466
H5600RD/200-P | DUAL PRESS RLF VLV KIT,1/2"X3/4",EYE,REDU,SET@200 | 1466
H5600RD/225-P | DUAL PRESS RLF VLV KIT,1/2"X3/4",EYE,REDU,SET@225 | 1466
H5600RD/250-P | DUAL PRESS RELF VLV KIT,1/2"X3/4",EYE,RED,SET@250 | 1466
H5600RD/275-P | DUAL PRESS RLF VLV KIT,1/2"X3/4",EYE,REDU,SET@275 | 1466
H5600RD/300-P | DUAL PRESS RELIEF VLV 1/2"X 3/4",EYE,RED,SET@300# | 1466
H5600RD/350-P | DUAL PRESS RLF VLV KIT,1/2"X 3/4",EYE,RED,SET@350# | 1466
H5600RD/400-P | DUAL PRESS.RELF VLV.KIT,1/2"X3/4",EYE,RED,@400PSIG | 1466
H5601/150-P | NH3 PRESSURE-RELIEF VLV,EYE,1/2"X 1",SET@150 PSI | 508
H5601/200-P | NH3 PRESSURE-RELIEF VLV,EYE,1/2"X1",SET@200 PSI | 508
H5601/225-P | PRESS RELIEF VLV 1/2"X1",EYE,SET@225 PSI | 508
H5601/250-P | NH3 PRESSURE-RELIEF VLV,EYE,1/2"X1",SET@250 PSI | 508
H5601/275-P | NH3 PRESSURE-RELIEF VLV,EYE,1/2"X1",SET@275 PSI | 508
H5601/300-P | NH3 PRESSURE-RELIEF VLV,EYE,1/2"X1",SET@300 PSI | 508
H5601/350-P | NH3 PRESSURE-RELIEF VLV,EYE,1/2" X 1",SET@350 PSI | 508
H5601D/150-P | DUAL PRESS-RLF VLV KIT 1/2"X1",EYE,SET@150PSI | 1474
H5601D/200-P | DUAL PRESS-RELIEF VLV KIT 1/2" X 1",EYE,SET@200PSI | 1474
H5601D/225-P | DUAL PRESS-RELIEF VLV KIT 1/2" X 1",EYE,SET@225PSI | 1474
H5601D/250-P | DUAL PRESS-RELIEF VLV KIT 1/2" X 1",EYE,SET@250PSI | 1474
H5601D/275-P | DUAL PRESS-RELIEF VLV KIT 1/2" X 1",EYE,SET@275PSI | 1474
H5601D/300-P | DUAL PRESS-RELIEF VLV KIT,1/2" X 1",EYE,SET@300PSI | 1474
H5601D/350-P | DUAL PRESS-RELIEF VLV KIT 1/2" X 1",EYE,SET@350PSI | 1474
H5602/150-P | NH3 PRESSURE-RELIEF VLV,EYE,3/4"X1",SET@150 PSI | 608
H5602/200-P | NH3 PRESSURE-RELIEF VLV,EYE,3/4"X1",SET@200 PSI | 608
H5602/225-P | NH3 PRESSURE RELF VLV,EYE,3/4" X 1",SET@225 PSI | 608
H5602/250-P | NH3 PRESSURE-RELIEF VLV,EYE,3/4"X1",SET@250 PSI | 608
H5602/275-P | NH3 PRESSURE RELF VLV,EYE,3/4"X1",SET@275 PSI | 608
H5602/300-P | NH3 PRESSURE-RELIEF VLV,EYE,3/4"X1",SET@300 PSI | 608
H5602/350-P | NH3 PRESSURE-RELIEF VLV,EYE,3/4"X1",SET@350 PSI | 608
H5602D/150-P | DUAL PRESS-RELIEF VLV KIT 3/4"X1",EYE,SET@150PSI | 1718
H5602D/200-P | DUAL PRESS-RELIEF VLV KIT 3/4" X 1",EYE,SET@200PSI | 1718
H5602D/225-P | DUAL PRESS RELF VLV 3/4"X1",EYE,SET@225PSI | 1718
H5602D/250-P | DUAL PRESS-RELIEF VLV KIT 3/4" X 1",EYE,SET@250PSI | 1718
H5602D/275-P | DUAL PRESS-RELIEF VLV KIT 3/4" X 1",EYE,SET@275PSI | 1718
H5602D/300-P | DUAL PRESS-RELIEF VLV KIT 3/4" X 1",EYE,SET@300PSI | 1718
H5602D/350-P | DUAL PRESS-RELIEF VLV KIT 3/4" X 1",EYE,SET@300PSI | 1718
H5602R/150-P | NH3 PRESS-RELF VLV,RED.CAP,EYE,3/4"x1",SET@150PSI | 608
H5602R/200-P | NH3 PRESS RLF VLV,RED.CAP,EYE,3/4" X 1",SET@200PSI | 608
H5602R/225-P | NH3 PRESS-RLF VLV,3/4" X 1",RED.CAP,EYE,SET@225PSI | 608
H5602R/250-P | NH3 PRESS-RLF VLV,RED.CAP,EYE,3/4" X 1",SET@250PSI | 608
H5602R/275-P | NH3 PRESS-RLF VLV,3/4" X 1",RED.CAP,EYE,SET@250PSI | 608
H5602R/300-P | NH3 PRESS-RLF VLV,RED,EYE,3/4" X 1",SET@300 PSI | 608
H5602R/350-P | NH3 PRESS.RLF VLV,RED,EYE,3/4" X 1",SET@350PSI | 608
H5602R/400-P | NH3 PRESS.-RLF VLV(R) 3/4"X 1",EYE,SET@400# | 608
H5602RD/150-P | DUAL PRES RELIEF VLV,3/4"X1",EYE,RED,SET@150PSIG | 1718
H5602RD/200-P | DUAL PRES.RELF.VLV.KIT 3/4"X1",EYE,RED,SET@200# | 1718
H5602RD/225-P | DUAL PRES RLF VLV KIT,3/4"X1",EYE,RED,SET@225PSIG | 1718
H5602RD/250-P | DUAL PRES RLF VLV KIT,3/4"X1",EYE,RED,SET@250PSIG | 1718
H5602RD/275-P | DUAL PRES RLF VLV KIT,3/4"X1",EYE,RED,SET@275PSIG | 1718
H5602RD/300-P | DUAL PRESS-RLF VLV (R)3/4"X 1",EYE,SET@300# | 1718
H5602RD/350-P | NH3 DUAL PRES RLF VLV(R),EYE,3/4"X1",SET@350PSI | 1718
H5602RD/400-P | DUAL PRESS RELIEF,3/4" X 1" REDUCD,EYE,SET@400# | 1718
H5604/150-P | NH3 PRES RELIEF VLV,EYE,1-1/4"X1-1/2",SET@150 PSI | 1375
H5604/200-P | NH3 PRES-RELF VLV,EYE,1-1/4"X1-1/2",SET@200 PSI | 1375
H5604/225-P | NH3 PRES-RELF VLV,EYE,1-1/4"X1-1/2",SET@225 PSI | 1375
H5604/250-P | NH3 PRES-RELF VLV,EYE,1-1/4"X1-1/2",SET@250 PSI | 1375
H5604/275-P | NH3 PRES-RELF VLV,EYE,1-1/4"X1-1/2",SET@275 PSI | 1375
H5604/300-P | NH3 PRES-RELF VLV,EYE,1-1/4" X 1-1/2",SET@300 PSI | 1375
H5604/350-P | NH3 PRES-RLF VLV,EYE,1-1/4"X1-1/2",SET@350 PSI | 1375
H5604/400-P | NH3 PRES-RLF VLV 1-1/4"X1-1/2",EYE,SET@400 PSI | 1375
H5604D/150-P | DUAL PRESS-RELF VLV KIT,1-1/4"X1-1/2",EYE,SET@150 | 3894
H5604D/200-P | DUAL PRESS-RELIEF VLV KIT 1-1/4X1-1/2",EYE,SET@200 | 3894
H5604D/225-P | DUAL PRESS-RLF VLV KIT,1-1/4"X1-1/2",EYE,SET@225 | 3894
H5604D/250-P | DUAL PRESS-RELF VLV KIT,1-1/4X1-1/2",EYE,SET@250 | 3894
H5604D/275-P | DUAL PRESS-RLF VLV KIT,1-1/4"X1-1/2",EYE,SET@275 | 3894
H5604D/300-P | DUAL PRESS-RELIEF VLV KIT 1-1/4X1-1/2",EYE,SET@300 | 3894
H5604D/350-P | DUAL PRESS-RELIEF VLV KIT 1-1/4X1-1/2",EYE,SET@350 | 3894
H5604D/400-P | DUAL PRESS RELF VLV KIT,1-1/4" X 1-1/2",EYE,@400 | 3894
H5613/150-P | NH3 PRESSURE-RELIEF VLV,EYE,1"X1-1/4",SET@150 PSI | 861
H5613/200-P | NH3 PRES-RELIEF VLV,EYE,1"X1-1/4",SET@200PSI | 861
H5613/225-P | NH3 PRES-RELIEF VLV,EYE,1"X1-1/4",SET@225PSI | 861
H5613/250-P | NH3 PRES-RELIEF VLV,EYE,1"X1-1/4",SET@250PSI | 861
H5613/275-P | NH3 PRES-RELIEF VLV,EYE,1"X1-1/4",SET@275PSI | 861
H5613/300-P | NH3 PRESS-RELIEF VLV,EYE,1"X1-1/4"SET@300 PSI | 861
H5613/350-P | NH3 PRESS-RLF VLV,EYE,1"X1-1/4",SET@350 PSI | 861
H5613/400-P | NH3 PRESS-RELIEF VLV,1"X1-1/4",EYE,SET@400PSIG | 861
H5613D/150-P | DUAL PRES-RLF VALVE KIT 1"X1-1/4",EYE,SET@150 PSI | 2526
H5613D/200-P | DUAL PRESS-RLF VALVE KIT 1"X1-1/4",EYE,SET@200 PSI | 2526
H5613D/225-P | DUAL PRESS-RLF VALVE KIT 1"X1-1/4",EYE,SET@225 PSI | 2526
H5613D/250-P | DUAL PRESS-RLF VALVE KIT 1"X1-1/4",EYE,SET@250 PSI | 2526
H5613D/275-P | DUAL PRESS-RLF VALVE KIT 1"X1-1/4",EYE,SET@275 PSI | 2526
H5613D/300-P | DUAL PRESS-RLF VALVE KIT 1"X1-1/4",EYE,SET@300 PSI | 2526
H5613D/350-P | DUAL PRESS-RLF VALVE KIT 1"X1-1/4",EYE,SET@350 PSI | 2526
H5613D/400-P | DUAL RELF.VLV,NH3,1"X1-1/4",EYE,SET@400 PSIG | 2526
H5632R/150-P | NH3 RELIEF VLV,MID-FLO,EYE,3/4"X1",SET@150PSI | 608
H5632R/200-P | NH3 RELIEF VALVE,RED,EYE,3/4"X1",SET@200PSI | 608
H5632R/225-P | NH3 RELIEF VLV,MID-FLO,EYE,3/4" X 1",SET@225PSI | 608
H5632R/250-P | NH3 RELIEF VLV,MID-FLO,EYE,3/4" X 1",SET@250PSI | 608
H5632R/275-P | NH3 RELIEF VLV,MID-FLO,EYE,3/4" X 1",SET@275PSI | 608
H5632R/300-P | NH3 PRESS.RELF.VLV,RED,EYE,3/4" X 1",SET@300PSI | 608
H5632R/350-P | NH3 RELIEF VLV,MID-FLO,EYE,3/4"X1",SET@350PSI | 608
H5632R/400-P | RLF VLV,MID-FLO,EYE,3/4"X1",SET@400PSI | 608
H5632RD/150-P | DUAL RELF.VLV,3/4"X1",EYE,REDUCED,SET@150# | 1718
H5632RD/200-P | DUAL RELF VLV.3/4"X1",EYE,REDUCED,SET@200# | 1718
H5632RD/225-P | DUAL RELF VLV.3/4"X1",EYE,REDUCED,SET@225# | 1718
H5632RD/250-P | DUAL RELF VLV.3/4"X1",EYE,REDUCED,SET@250# | 1718
H5632RD/275-P | DUAL RELF VLV.3/4"X1",EYE,REDUCED,SET@275# | 1718
H5632RD/300-P | DUAL RELF.VLV.3/4"X1" REDUCED,SET@300PSI | 1718
H5632RD/350-P | DUAL RELF VLV,3/4"X1"REDUCED,SET@350# | 1718
H5632RD/400-P | DUAL RELF VLV,MID-FLO,3/4" X 1",EYE,SET@400PSI | 1718
H5633R/150-P | NH3 RELIEF VLV,M-FLO,EYE,1"X 1-1/4",SET@150PSI | 861
H5633R/200-P | NH3 RELIEF VLV,M-FLO,EYE,1" X 1-1/4",SET@200PSI | 861
H5633R/225-P | NH3 RELIEF VLV,RED,EYE,1"X1-1/4",SET@225PSI | 861
H5633R/250-P | NH3 RELIEF VLV,RED,EYE,1"X1-1/4",SET@250PSI | 861
H5633R/275-P | NH3 RELIEF VLV,RED,EYE,1"X1-1/4",SET@275PSI | 861
H5633R/300-P | NH3 RELIEF VLV,RED,PE,1" X 1-1/4",SET@300PSI | 861
H5633R/350-P | NH3 RELIEF VLV,MID-FLO,PE,1"X1-1/4",SET@350PSI | 861
H5633R/400-P | RELIEF VLV,MID FLO,1"X1-1/4",EYE,SET@400PSI | 861
H5633RD/150-P | DUAL PRES.RELF.VLV.KIT,1x1-1/4",EYE,SET@150# | 2526
H5633RD/200-P | DUAL PRESS RLF VLV KIT REDUC 1"X1-1/4",EYE,SET@200 | 2526
H5633RD/225-P | DUAL PRES.RLF.VLV.KIT,RED.1"X1-1/4",EYE,SET@225# | 2526
H5633RD/250-P | DUAL PRES.RLF.VLV.KIT,RED.1"X1-1/4",EYE,SET@250# | 2526
H5633RD/275-P | DUAL PRES.RLF.VLV.KIT,RED.1"X1-1/4",EYE,SET@275# | 2526
H5633RD/300-P | DUAL PRES RELF VLV KIT,REDU,1"X1-1/4",EYE,SET@300 | 2526
H5633RD/350-P | DUAL PRESS RELF VLV KIT REDU,EYE,1"X1-1/4",SET@350 | 2526
H5633RD/400-P | DUAL PRESS RELF VLV KIT REDU,EYE,1"X1-1/4",SET@400 | 2526
H5634R/150-P | NH3 RELIEF VLV,M-FLO,EYE,1-1/4"X1-1/2",SET@150PSI | 1375
H5634R/200-P | NH3 RELIEF VLV,M-FLO,EYE,1-1/4"X1-1/2",SET@200PSI | 1375
H5634R/225-P | NH3 RELIEF VLV,M-FLO,EYE,1-1/4"X1-1/2",SET@225 PSI | 1375
H5634R/250-P | NH3 RELIEF VLV,M-FLO,EYE,1-1/4"X1-1/2",SET@250 PSI | 1375
H5634R/275-P | NH3 RELIEF VLV,M-FLO,EYE,1-1/4"X1-1/2",SET@275 PSI | 1375
H5634R/300-P | NH3 RELIEF VLV,MFLOW,EYE,1-1/4"X1-1/2",SET@300 PSI | 1375
H5634R/350-P | NH3 RELIEF VLV,M-FLOW,EYE,1-1/4"X1-1/2",SET@350PSI | 1375
H5634R/400-P | RLF VLV, MID-FLOW,1-1/4"X1-1/2",EYE,SET@400PSI | 1375
H5634RD/150-P | DUAL RELF.VLV,1-1/4"X1-1/2"REDUCED,EYE,SET@150PSIG | 3894
H5634RD/200-P | DUAL RELF.VLV,1-1/4"X1-1/2"REDUCED,EYE,SET@200PSIG | 3894
H5634RD/225-P | DUAL RELIEF VALVE,1-1/4"X1-1/2"RED,EYE,SET@225PSIG | 3894
H5634RD/250-P | DUAL RELIEF VALVE,1-1/4"X1-1/2"RED,EYE,SET@250PSIG | 3894
H5634RD/275-P | DUAL RELIEF VALVE,1-1/4"X1-1/2"RED,EYE,SET@275PSIG | 3894
H5634RD/300-P | DUAL RELIEF VLV,MID FLOW,1-1/4"X1-1/2",EYE,300PSIG | 3894
H5634RD/350-P | DUAL PRESS RLF VLV,1-1/4"x 1-1/2",RED,EYE,SET@350 | 3894
H5634RD/400-P | DUAL PRESS RLF VLV,1-1/4"x 1-1/2",RED,EYE,SET@400 | 3894
H7771 | 1/4" GAUGE VLV ANGLE,MPT X FPT SS STEM, SC | 110
H7771H | 1/4"GAUGE VLV ANGLE,MPT X FPT SS STEM,W/BAR HANDLE | 125
H7771HW | 1/4" GAUGE VLV ANGLE,BW X FPT,SS STEM,BAR HANDLE | 125
H7771W | 1/4" GAUGE VLV ANGLE,BW X FPT SS STEM, SC | 125
H7772 | 1/4"GAUGE VLV,ANGLE FPT X FPT,SS STEM,SC | 117
H7772H | 1/4"GAUGE VLV,ANGLE FPT X FPT SS STEM,W/BAR HANDLE | 126
H7773 | 3/8"GAUGE VLV,ANGLE MPT X FPT SS STEM,W/SEALCAP | 158
H7773H | 3/8"GAUGE VLV,ANGLE MPT X FPT S.S.STEM,W/BAR HANDL | 164
H7774 | 3/8"GAUGE VLV,ANGLE FPT X FPT,SS STEM,SC | 161
H7774H | 3/8"GAUGE VLV,ANGLE FPT X FPT S.S.STEM,W/BAR HANDL | 164
H7777 | 1/2" MPT X 3/8"FPT,GAUGE VLV.ANGLE SS STEM,W/SC | 166
H7778 | 1/2"MPT X1/4"FPT GAUGE VLV, ANGLE,SS STEM,W/SEAL C | 166
H8021 | 1/2"(13MM) 3-WAY DUAL SHUT-OFF VLV, 1/2" FPT CONN. | 362
H8021S | 1/2"(13MM)3-WAY DUAL SHUT-OFF VLV,1/2" SW CONN | 435
H8021W | 1/2"(13MM)3-WAY DUAL SHUT-OFF VLV,1/2" BW CONN | 435
H8022 | 3/4"(20MM)3-WAY DUAL SHUT-OFF VLV,3/4" FPT CONN | 380
H8022S | 3/4"(20MM)3-WAY DUAL SHUT-OFF VLV,3/4" SW CONN | 453
H8022W | 3/4"(20MM)3-WAY DUAL SHUT-OFF VLV,3/4" BW CONN | 453
H8024 | 1"(25MM) 3-WAY DUAL SHUTOFF VLV 1"FPT CONN | 601
H8024S | 1"(25MM)3-WAY DUAL SHUT-OFF VLV,1" SW CONN | 718
H8024W | 1"(25MM)3-WAY DUAL SHUT-OFF VLV,1" BW CONN | 718
H8025 | 1-1/4"(32mm) 3-WAY SHUT-OFF VALVE,CAT I,MODA,EF106 | 836
H8025S | 1-1/4"(32MM)3-WAY DUAL SHUT-OFF VLV,1-1/4"SW CONN | 1004
H8025W | 1-1/4"(32MM)3-WAY DUAL SHUT-OFF VLV,1-1/4"BW CONN | 1004
H9490 | 1/4" TRANSDUCER VLV, ANGLE, MPT X FPT SS STEM,W/SC | 213
H957 | 1/4" GAUGE VLV,GLOBE FPT X FPT STAINLESS BARE STEM | 126
H957C | 1/4"GAUGE VLV GLOBE FPT X FPT,SS STEM,SC | 132
H957H | 1/4"GAUGE VLV,GLOBE FPT X FPT SS STEM,W/BAR HANDLE | 134
H958C | 3/8"GAUGE VLV,GLB,FPT X FPT SS STEM,W/SEALCAP | 157
H958H | 3/8"GAUGE VLV,GLB FPT X FPT S.S.STEM,W/BAR HANDLE | 166
H965 | 1/4" GAUGE VLV ANGLE MPT X FPT STAINLESS BARE STEM | 105
H967 | 1/4" GAUGE VLV ANGLE FPT X FPT STAINLESS BARE STEM | 109
HA2A-11 | SMALL BACK PRESSURE REG. HIGH CAPACITY, RANGE A | 544
HA2A-13 | SMALL BACK PRESSURE REG. HIGH CAPACITY, RANGE B | 544
HA2A-16 | SMALL BACK PRESSURE REG. HIGH CAPACITY, RANGE D | 544
HA2A-17 | SMALL BACK PRESSURE REG. HIGH CAPACITY, RG.C | 795
HA2AK-11 | SMALL BACK PRESSURE REG,HIGH CAP,RG.A. | 646
HA2AK-13 | SMALL BACK PRESSURE REG,HIGH CAP,RG.B | 646
HA2B-11 | 5/32" SMALL BACK PRESSURE REG.RGE A | 414
HA2B-13 | 5/32" SMALL BACK PRESSURE REG. RGE B. | 414
HA2B-15 | 5/32" SMALL BACK PRESSURE REG. RGE V. | 680
HA2B-16 | 5/32" SMALL BACK PRESSURE REG.,RG.D | 414
HA2B-17 | SMALL BACK PRESSURE REG. RANGE C | 665
HA2BK-11 | 5/32" SMALL RESEATING RELIEF REGULATOR, RANGE A: | 517
HA2BK-11SPEC | 5/32"SMALL RESEAT RELIEF REG.RG.A;SPEC SET PT | 517
HA2BK-13 | 5/32" SMALL RESEATING RELIEF REGULATOR, RANGE B | 517
HA2BK-13SPEC | 5/32"SMALL RESEAT RELIEF REG RG B;SPEC SET PT | 517
HA2BK-15 | 5/32" SMALL RESEATING RELIEF REGULATOR RANGE V | 782
HA2BK-16 | 5/32" SMALL RESEATING RELIEF REGULATOR,RG.D | 517
HA2BK-16SPEC | 5/32" SMALL RESEAT RELIEF REG.RG. D;SPEC SET PT | 517
HA2BK-17 | 5/32"SMALL RESEATING RELIEF REGULATOR, RG.C | 767
HA2BK-17SPEC | 5/32"SMALL RESEAT RELIEF REG.RG.C; SPEC SET PT | 767
HA2BL-11 | 5/32" SMALL DIFFERENTIAL PRES. REGULATOR RANGE A | 730
HA2BL-13 | 5/32" SMALL DIFFERENTIAL PRES. REGULATOR RANGE B | 730
HA2BM-11 | 5/32" ELECT MOTOR COMP. SMALL REGULATOR, RANGE A | 1907
HA2BO-11 | 5/32" SMALL OUTLET PRESSURE REGULATOR RANGE V | 889
HA2BO-13 | 5/32" SMALL OUTLET PRESSURE REGULATOR, RANGE B | 889
HA2BOE-11 | 5/32"SMALL OUTLET PRESS.REG W/EXT. EQUALIZR,RG V | 889
HA2BOE-13 | 5/32" SMALL OUTLET PRES REG. W/EXT EQUALIZER,RG B | 889
HA2BOP-11 | 5/32" SMALL PNEUM OUTLET PRESS REGULATOR, RANGE V | 1045
HA2BP-11 | 5/32" SMALL PNEUMATIC PRESSURE REGULATOR, RANGE A | 571
HA4A/01 | 3/4" (20MM) PRESSURE REGULATOR RANGE A | 644
HA4A/03 | 3/4" (20MM) PRESSURE REGULATOR RANGE B | 644
HA4A/05 | 3/4" (20MM) PRESSURE REGULATOR RANGE V | 910
HA4A/06 | 3/4"(20MM)PRESSURE REGULATOR , RANGE D | 644
HA4A/21 | 1" (25MM) PRESSURE REGULATOR RANGE A | 805
HA4A/23 | 1" (25MM) PRESSURE REGULATOR RANGE B | 805
HA4A/25 | 1" (25MM) PRESSURE REGULATOR RANGE V | 1071
HA4A/26 | 1"(25MM) PRESSURE REGULATOR, RANGE D | 805
HA4A/31 | 1-1/4"(32MM) PRESSURE REGULATOR, RANGE A | 1068
HA4A/33 | 1-1/4" (32MM) PRESSURE REGULATOR, RANGE B | 1068
HA4A/35 | 1-1/4" (32MM) PRESSURE REGULATOR RANGE V | 1334
HA4A/41 | 1-1/2" (40MM) PRESSURE REGULATOR RANGE A | 1530
HA4A/43 | 1-1/2"(40MM) PRESSURE REGULATOR RANGE B | 1530
HA4A/45 | 1-1/2" (40MM) PRESSURE REGULATOR, RANGE V | 1796
HA4A/46 | 1-1/2" (40MM) PRESSURE REGULATOR, RANGE D | 1530
HA4A/51 | 2" (50MM) PRESSURE REGULATOR RANGE A | 1777
HA4A/53 | 2" (50MM) PRESSURE REGULATOR RANGE B | 1777
HA4A/55 | 2" (50MM) PRESSURE REGULATOR RANGE V | 2043
HA4A/56 | 2" (50MM) PRESSURE REGULATOR RANGE D | 1777
HA4A/61 | 2-1/2"(65MM)PRESSURE REGULATOR RANGE A | 2275
HA4A/63 | 2-1/2" (65MM) PRESSURE REGULATOR RANGE B | 2275
HA4A/65 | 2-1/2" (65MM) PRESSURE REGULATOR RANGE V | 2542
HA4A/66 | 2-1/2"(65MM)PRESSURE REGULATOR RANGE D | 2275
HA4A/71 | 3"(80MM) PRESSURE REGULATOR RANGE A | 3219
HA4A/73 | 3"(80MM) PRESSURE REGULATOR RANGE B | 3219
HA4A/75 | 3" (80MM) PRESSURE REGULATOR RANGE V | 3486
HA4A/76 | 3" (80MM) PRESSURE REGULATOR RANGE D | 3219
HA4A/81 | 4"(100MM) PRESSURE REGULATOR RANGE A | 4791
HA4A/83 | 4" (100MM) PRESSURE REGULATOR RANGE B | 4791
HA4A/85 | 4" (100MM) PRESSURE REGULATOR RANGE V | 5056
HA4A/86 | 4" (100MM) PRESSURE REGULATOR RANGE D | 4791
HA4A/A1 | 3/4"(20MM) PRES REG 25% REDUCED PORT RG.A | 644
HA4A/A3 | 3/4(20MM) PRESSURE REGULATOR 25% RED.PORT.,RANGE B | 644
HA4A/B1 | 3/4"(20MM)PRES REG 50% RED PORT RG A | 644
HA4A/B3 | 3/4"(20MM)PRES.REG.50%RED. RG B:30 TO 300 PSIG | 644
HA4A/B5 | 3/4"(20MM)PRES REG 50% REDUCED PORT RANGE V | 910
HA4A/B6 | 3/4"(20MM)PRESS REGULATOR 50% REDUCED PORT RANGE D | 644
HA4A-4/31 | 1-1/4"(32MM)PRESSURE REGULATOR (4 BOLT) RANGE A | 1175
HA4A-4/33 | 1-1/4"(32MM)PRESSURE REGULATOR (4-BOLT) RANGE B | 1175
HA4A-4/35 | 1-1/4"(32MM)PRESSURE REGULATOR (4 BOLT) RANGE V | 1441
HA4AB/01 | 3/4"(20MM)REG WITH WIDE OPEN FEATURE, RANGE A | 1100
HA4AB/03 | 3/4"(20MM)REG. WITH WIDE OPEN FEATURE, RANGE B | 1100
HA4AB/05 | 3/4"(20MM)BACK PRESS REG W/WIDE OPEN FEATURE,RG.V | 1366
HA4AB/06 | 3/4"(20MM)REG WITH WIDE OPEN FEATURE, RANGE D | 1100
HA4AB/21 | 1"(25MM)REGULATOR WITH WIDE OPEN FEATURE, RANGE A | 1260
HA4AB/23 | 1"(25MM)REGULATOR WITH WIDE OPEN FEATURE, RANGE B | 1260
HA4AB/25 | 1"(25MM)REGULATOR W/WIDE OPENING FEATURE,RANGE V | 1527
HA4AB/26 | 1"(25MM)REGULATOR WITH WIDE OPEN FEATURE, RANGE D | 1260
HA4AB/31 | 1-1/4"(32MM)REG W/ WIDE OPEN FEATURE,RG A | 1524
HA4AB/33 | 1-1/4"(32MM)REG W/WIDE OPEN FEATURE, RANGE B | 1524
HA4AB/35 | 1-1/4"(32MM)REG W/ WIDE OPENING FEATURE, RANGE V | 1789
HA4AB/36 | 1 1/4" (32MM) PRESS REG WIDE OPEN RANGE D | 1524
HA4AB/41 | 1-1/2"(40MM)REG W/ WIDE OPEN FEATURE,RG. A | 1986
HA4AB/43 | 1-1/2"(40MM)REG W/ WIDE OPEN FEAT,RANGE B | 1986
HA4AB/45 | 1-1/2"(40MM)REG W\ WIDE OPEN FEATURE, RANGE V | 2252
HA4AB/51 | 2"(50MM)PRESS REGULATOR,WIDE OPEN,RG A | 2233
HA4AB/53 | 2"(50MM)REGULATOR WITH WIDE OPEN FEATURE, RANGE B | 2355
HA4AB/55 | 2"(50MM)REGULATOR W/WIDE OPEN FEATURE,RANGE V | 2499
HA4AB/61 | 2-1/2"(65MM)REG W/ WIDE OPEN FEATURE,RG. A | 2731
HA4AB/63 | 2-1/2"(65MM)REG.W/ WIDE OPEN FEATURE,RANGE B | 2731
HA4AB/65 | 2-1/2"(65MM)REG.W/ WIDE OPEN FEATURE,RANGE V | 2998
HA4AB/66 | 2-1/2"(65MM)REG W/WIDE OPEN FEATURE RG. D | 2731
HA4AB/71 | 3"(80MM)REGULATOR WITH WIDE OPEN FEATURE, RANGE A | 3675
HA4AB/73 | 3"(80MM)REGULATOR WITH WIDE OPEN FEATURE, RANGE B | 3675
HA4AB/75 | 3"(80MM)REGULATOR WITH WIDE OPEN FEATURE,RANGE V | 3942
HA4AB/76 | 3"(80mm)REG. W/WIDE OPEN FEATURE,RG D | 3675
HA4AB/81 | 4"(100MM)REGULATOR WITH WIDE OPEN FEATURE, RANGE A | 5247
HA4AB/83 | 4"(100MM)REGULATOR WITH WIDE OPEN FEATURE, RANGE B | 5247
HA4AB/85 | 4"(100MM)REGULATOR WITH WIDE OPEN FEATURE, RANGE V | 5512
HA4AB/86 | 4"(100MM)REGULATOR W/ WIDE OPEN FEATURES, RANGE D | 5247
HA4AB/A1 | 3/4"(20MM)REG W/WIDE OPEN FEAT,RG.A,25% RED.PORT | 1100
HA4AB/B1 | 3/4"(20MM)REG.W/WIDE OPEN FEATR,50% RED.PORT,RG.A | 1100
HA4AB/B3 | 3/4"(20MM)REG.W/WIDE OPEN 50% RED.PORT,RG.B | 1100
HA4AB-4/31 | 1-1/4" PRESS REG WIDE OPEN FEAT,RG A (4-BOLT) | 1631
HA4AB-4/35 | 1-1/4"(32MM)REG.W/WIDE OPEN FEAT.RG.V(4-BOLT) | 1897
HA4ABE/61 | 2 1/2" (65MM) PRESS REG ELEC W/O WITH EXT PILOT R | 2862
HA4ABE/71 | 3"(80MM)PRESS REG RG.A,ELEC WO,EXT PILOT CONNCTR | 3806
HA4ABK/01 | 3/4"(20MM)RESEATING RLF REG W/WIDE OPEN FEAT.RG A | 1202
HA4ABK/03 | 3/4"RESEATING RELIEF REG W/ WIDE OPEN FEAT,RG.B | 1202
HA4ABK/21 | 1"(25MM)RESEATING RLF REG. W/WIDE OPEN FEAT. RG A | 1362
HA4ABK/23 | 1"RESEATING RELF.VLV.W/WIDE OPEN FEATURE,RG.B | 1362
HA4ABK/31 | 1-1/4"(32MM)RESEATING RLF REG,WIDE OPEN FEAT,RG.A | 1627
HA4ABK/33 | 1-1/4"(32MM)RESEATING RLF REG W/WIDEOPEN FEAT,RG B | 1627
HA4ABK/41 | 1-1/2"(40MM)RES.RELIEF REG,RG.A,WIDE OPEN FEATURE | 2088
HA4ABK/43 | 1-1/2"(40MM)PRES.RELIEF REG,RG.B,WIDE OPEN FEATURE | 2088
HA4ABK/51 | 2"(50MM)RES. RELIEF REG,RG.A,WIDE OPEN FEATURE | 2335
HA4ABK/61 | 2-1/2"(65mm) RES RELIEF REG,RG.A,WIDE OPEN FEATURE | 2834
HA4ABK/A1 | 3/4"(20MM)RESEAT RLF REG. W/WIDE OPEN,25%RED.RG.A | 1202
HA4ABK/B1 | 3/4"(20MM)RESEAT RLF REG. W/WIDE OPEN,50% RED.RG.A | 1202
HA4ABL/01 | 3/4"(20MM)DIFFERENTIAL PRES. REGULATOR,W/WIDE OPEN | 1416
HA4ABL/21 | 1"(25MM)DIFF PRESS REG,RG.A,W/WIDE OPEN | 1576
HA4ABL/31 | 1-1/4"(32MM)DIFF PRES. REG,W/WIDE OPEN, RANGE A | 1840
HA4ABL/41 | 1-1/2"(40MM)DIFF PRES. REG,W/WIDE OPEN, RANGE A | 2302
HA4ABL/51 | 2"(50MM)DIFF PRESS REG,W/WIDE OPEN,RG A | 2548
HA4ABL/53 | 2"(50MM)DIFF PRESS REG W/WIDE OPEN RG B | 2548
HA4ABL/61 | 2-1/2"(65MM)DIFF PRES. REG,W/WIDE OPEN,RANGE A | 3047
HA4ABL/63 | 2-1/2"(65MM) DIFF PRESS REG WITH WIDE OPEN RANGE B | 3047
HA4ABL/71 | 3"(80MM)DIFF PRESS REG,W/WIDE OPEN,RG A | 3991
HA4ABL/73 | 3"(80MM)DIFF PRESS REG.,W/WIDE OPEN RG. B | 3991
HA4ABL/81 | 4"(100MM)DIFF PRESS REG,W/WIDE OPEN,RANGE A | 5562
HA4ABL/A1 | 3/4"(20MM)DIF.PRES.REG.W/ WD OPEN FEAT,25% RED.PT | 1416
HA4ABL/B1 | 3/4"(20MM)DIFF.PRES.REG.W/ WIDE OPEN FEAT,50%RED | 1416
HA4ABLNO/41 | 1-1/2(40MM)DIFF PRESS NORMALLY OPEN WIDE OPEN RG.A | 2564
HA4ABLNO/81 | 4" (100MM) DIFF PRESS NORMALLY OPEN WIDE OPEN RG.A | 5824
HA4ABLS/21 | 1"(25MM)DIFF PRESS REG.RG.A,WIDE OPEN, ELEC SO | 2032
HA4ABLS/71 | 3"(80MM)DIFFERENTIAL PRESS.REG.W/ WIDE OPEN FEATUR | 4447
HA4ABNO/81 | 4" (100MM) PRESS REG NORMALLY OPEN WIDE OPEN RG.A | 5509
HA4ABP/21 | 1"(25MM)PNEUM PRESS REG. W/WIDE OPEN FEAT RG.A | 1417
HA4ABP/31 | 1-1/4"(32MM)PNEUM PRESS REG. W/WIDE OPEN FEAT,RG A | 1680
HA4ABP/71 | 3"(80MM)PNEUM PRESS REG. W/WIDE OPEN,RANGE A | 3832
HA4ABX/63 | 2-1/2"(65MM) REG WIDE OPEN,RG.B EXPLOSION PRF 115V | 3796
HA4AD/01 | 3/4"(20MM)DUAL PRESSURE REG. RANGE A/A | 1588
HA4AD/02 | 3/4"(20MM)DUAL PRESSURE REG. RANGE A/B | 1588
HA4AD/05 | 3/4"(20MM)DUAL PRESSURE REGULATOR RG.V/V | 2120
HA4AD/06 | 3/4"(20MM)DUAL PRESS REG RG.A/V | 1853
HA4AD/21 | 1"(25MM)DUAL PRESSURE REG. RANGE A/A | 1748
HA4AD/22 | 1"(25MM)DUAL PRESSURE REG. RANGE A/B | 1748
HA4AD/24 | 1"(25MM)DUAL PRESSURE REG. RANGE B/B | 1748
HA4AD/26 | 1"(25MM) DUAL PRESSURE REG. RANGE V/A | 2013
HA4AD/28 | 1" (25MM) DUAL PRESSURE REGULATOR RANGE D/D | 1748
HA4AD/31 | 1-1/4"(32MM)DUAL PRESSURE REG. RANGE A/A | 2011
HA4AD/32 | 1-1/4" (32MM) DUAL PRESSURE REGULATOR RANGE A/B | 2011
HA4AD/34 | 1-1/4"(32MM)DUAL PRESSURE REG. RANGE B/B | 2011
HA4AD/35 | 1-1/4"(32MM)DUAL PRESSURE REG RANGE V/V | 2543
HA4AD/36 | 1-1/4"(32MM) DUAL PRESSURE REG RANGE V/A | 2277
HA4AD/41 | 1-1/2"(40MM)DUAL PRESSURE REG. RANGE A/A | 2472
HA4AD/42 | 1-1/2"(40MM) DUAL PRESSURE REG RANGE A/B | 2472
HA4AD/44 | 1-1/2"(40MM)DUAL PRESSURE REG. RANGE B/B | 2472
HA4AD/45 | 1-1/2"(40MM) DUAL PRESSURE REG RANGE V/V | 3004
HA4AD/46 | 1-1/2"(40MM)DUAL PRESSURE REG. RANGE V/A | 2739
HA4AD/51 | 2"(50MM)DUAL PRESSURE REG. RANGE A/A | 2720
HA4AD/52 | 2"(50MM)DUAL PRESSURE REG. RANGE A/B | 2720
HA4AD/56 | 2"(50MM)DUAL PRESSURE REGULATOR RANGE V/A | 2985
HA4AD/61 | 2-1/2"(65MM)DUAL PRESSURE REG. RANGE A/A | 3218
HA4AD/62 | 2-1/2"(65MM)DUAL PRESSURE REG. RANGE A/B | 3218
HA4AD/66 | 2-1/2"(65MM)DUAL PRESSURE REG. RANGE V/A | 3485
HA4AD/71 | 3"(80MM)DUAL PRESSURE REG. RANGE A/A | 4162
HA4AD/72 | 3"(80MM)DUAL PRESSURE REG. RANGE A/B | 4162
HA4AD/76 | 3"(80MM)DUAL PRESSURE REGULATOR RANGE V/A | 4428
HA4AD/78 | 3" (80MM) DUAL PRESSURE REG RANGE D/D | 4162
HA4AD/81 | 4"(100MM)DUAL PRESSURE REG. RANGE A/A | 5733
HA4AD/82 | 4"(100MM)DUAL PRESSURE REG. RANGE A/B | 5733
HA4AD/86 | 4"(100MM)DUAL PRESSURE REGULATOR RANGE V/A | 5999
HA4AD/A1 | 3/4"(20MM)DUAL PRES REG. 25% RED PORT, RANGE A/A | 1588
HA4AD/A4 | 3/4"(20MM)DUAL PRES REG. 25% REDUCED PORT,RG B/B | 1588
HA4AD/B1 | 3/4"(20MM)DUAL PRES REG. 50% RED PORT, RANGE A/A | 1586
HA4AD/B4 | 3/4"(20MM)DUAL PRESS REG. 50% RED.PORT,RG.B/B | 1588
HA4AD-4/31 | 1-1/4"(32MM)DUAL PRESS REG,RG A/A,(4-BOLT) | 2117
HA4ADB/01 | 3/4"(20MM)DUAL PRESS REG.W/ WD OPEN FEAT., RGE A/A | 2043
HA4ADB/21 | 1"(25MM)DUAL PRESS REG.W/ WIDE OPEN,RG.A/A | 2204
HA4ADB/31 | 1-1/4"(32MM)DUAL PRESS REG W/WIDEOPEN FEAT,RGE:A/A | 2466
HA4ADB/41 | 1-1/2"(40MM)DUAL PRESS REG W/WIDEOPEN FEAT,RGE:A/A | 2928
HA4ADB/51 | 2"(50MM)PRES REG. W/WIDE OPEN FEAT,RG.A/A | 3176
HA4ADB/61 | 2-1/2"DUAL PRES REG W/ WIDE OPEN FEATURE,RANGE | 3674
HA4ADB/71 | 3"(80MM)DUAL PRESS REG,W/ WIDE OPEN,RG.A/A | 4618
HA4ADB/81 | 4"(100mm)DUAL PRESS REG W/WD OPEN FEAT,RGE A/A | 6188
HA4ADB/82 | 4"(100MM)DUAL PRESS REG W/WD OPEN FEAT,RGE A/B | 6188
HA4ADB/A1 | 3/4"(20MM) DUAL PRESS REG. ELEC. 25% PORT | 2043
HA4ADB/B1 | 3/4" (20mm) DUAL PRESS REG W/ELEC S/O & 50% | 2043
HA4ADD/01 | 3/4" (20MM) THREE PRES. REGULATOR RANGE A/A/A | 2529
HA4ADD/21 | 1"(25MM) THREE PRES. REGULATOR RG. A/A/A | 2690
HA4ADD/31 | 1-1/4"(32mm)THREE PRES. REG.RG.A/A/A | 2954
HA4ADD/41 | 1-1/2"(40MM) THREE PRES. REGULATOR RG. A/A/A | 3415
HA4ADD/51 | 2"(50MM) THREE PRESS REGULATOR, RG A/A/A | 3663
HA4ADD/61 | 2-1/2" (65MM) THREE PRESS REGULATOR RG.A/A/A | 4161
HA4ADD/71 | 3"(80MM)THREE PRESSURE REG.RG. A/A/A | 5104
HA4ADD/81 | 4"(100MM) THREE PRES REG. RG. A/A/A | 6676
HA4ADE/61 | 2-1/2"(65MM)DUAL PRESS REG RG.A/A,EXT EQUAL | 3349
HA4ADK/01 | 3/4"DUAL RESEATING RELIEF REGULATOR, RG.A/A | 1689
HA4ADK/21 | 1" DUAL RESEATING RELIEF REGULATOR RANGE A/A | 1850
HA4ADK/22 | 1"(25MM) DUAL RESEATING RELIEF REGULATOR RANGE A/B | 1850
HA4ADK/41 | 1-1/2" DUAL RESEATING RELIEF REGULATOR,RG. A/A | 2575
HA4ADK/42 | 1-1/2"(40MM) DUAL RESEATING RELIEF REG RANGE A/B | 2575
HA4ADK/72 | 3"(80MM)DUAL RESEATING RELIEF REG RANGE A/B | 4264
HA4ADK/82 | 4"(100MM)DUAL RESEATING RELIEF REG RANGE A/B | 5835
HA4ADK/A2 | 3/4"DUAL RESEATING RELF, RG A/B 25% RED | 1689
HA4ADK/B1 | 3/4"DUAL RESEATING RELIEF REG. RG. A/A 50% RED. | 1689
HA4ADM/01 | 3/4"(20MM)ELECT MTR COMP. DUAL REG,RANGE A/A | 3079
HA4ADM/06 | 3/4" (20MM) ELECTRIC MOTOR COMP. DUAL REG, RG.V/A | 3346
HA4ADM/21 | 1"(25MM)ELECT MOTOR COMP. DUAL REG, RANGE A/A | 3240
HA4ADM/31 | 1-1/4"(32MM)ELEC.MOTOR COMP. DUAL REG, RANGE A/A | 3503
HA4ADM/41 | 1-1/2"(40MM)ELEC.MOTOR COMP. DUAL REG,RANGE A/A | 3965
HA4ADM/45 | 1-1/2"(40MM)ELEC.MOTOR COMP,DUAL,REG. RG.V/V | 4497
HA4ADM/51 | 2"(50MM)ELECT MOTOR COMP. DUAL REG,RANGE A/A | 4212
HA4ADM/61 | 2-1/2"(65MM)ELEC.MOTOR COMP. DUAL REG, RANGE A/A | 4711
HA4ADM/65 | 2-1/2"(65MM)ELEC.MOTOR COMP. DUAL REG, RANGE V/V | 5242
HA4ADM/67 | 2-1/2"(65MM)ELEC.MOTOR COMP. DUAL REG,RANGE V/B | 4977
HA4ADM/71 | 3"(80MM)ELECT MOTOR COMP. DUAL REG.,RG.A/A | 5654
HA4ADM/76 | 3"(80MM)ELECT MTR COMP DUAL REGULATOR,RGE V/A | 5921
HA4ADM/77 | 3"(80MM)ELECT.MOTOR COMP. DUAL REG,RG. V/B | 5921
HA4ADM/81 | 4"(100MM)ELECT MOTOR COMP. DUAL REG, RANGE A/A | 7226
HA4ADM/86 | 4"(100MM)ELECTRIC MOTOR COMP. DUAL REG,RANGE V/A | 7491
HA4ADM/B1 | 3/4"(20MM)ELECT.MTR.DUAL REG.RG.A/A,50%RED. | 3079
HA4ADM-4/31 | 1-1/4"(32MM)ELEC MOTR COMP DUAL REG(4-BOLT)RG A/A | 3610
HA4ADP/01 | 3/4"(20MM) PNEUM.DUAL REG. RANGE A/A | 1744
HA4ADP/21 | 1"(25MM) PNEUMATIC DUAL REG. RANGE A/A | 1904
HA4ADP/22 | 1"(25MM)PNEUMATIC DUAL PRESS REG RANGE A/B | 1904
HA4ADP/25 | 1"(25MM) PNEUMATIC DUAL REG. RANGE V/V | 2436
HA4ADP/26 | 1"(25MM)PNEUMATIC DUAL REGULATOR, RANGE V/A | 2170
HA4ADP/31 | 1-1/4"(32MM)PNEUMATIC DUAL REG RANGE A/A | 2168
HA4ADP/35 | 1-1/4"(32MM)PNEUMATIC DUAL REGULATOR RANGE V/V | 2700
HA4ADP/36 | 1-1/4"(32MM)PNEUMATIC DUAL REGULATOR, RANGE V/A | 2433
HA4ADP/41 | 1-1/2"(40MM)PNEUMATIC DUAL REG RANGE A/A | 2629
HA4ADP/51 | 2"(50MM) PNEUMATIC DUAL REG. RANGE A/A | 2877
HA4ADP/52 | 2"(40MM) PNEUMATIC DUAL REG.RG.A/B | 2877
HA4ADP/61 | 2-1/2"(65MM)PNEUMATIC DUAL REG RANGE A/A | 3375
HA4ADP/62 | 2-1/2"(65MM)PNEUMATIC DUAL REG RANGE A/B | 3375
HA4ADP/71 | 3"(80MM)PNEUM. DUAL REGULATOR RANGE A/A | 4319
HA4ADP/72 | 3"(80MM)PNEUM.DUAL PRESSURE REGULATOR, RANGE A/B | 4319
HA4ADP/81 | 4"(100MM) PNEUMATIC DUAL REG. RANGE A/A | 5889
HA4ADP-4/31 | 1-1/4"(4-BOLT)PNEUMATIC DUAL REGULATOR, RANGE A/A | 2274
HA4ADP-4/36 | 1-1/4"(4-BOLT)PNEUMATIC DUAL REGULATOR, RANGE V/A | 2541
HA4ADPK/42 | 1-1/2" PNEU,DUAL REG. W/ K HP PILOT RG. A/B | 2731
HA4ADPK/62 | 2-1/2" PNEU,DUAL REG. W/ K HP PILOT RG. A/B | 3477
HA4ADPK/71 | 3"PNEU,DUAL REG.W/K HP PILOT,RG.A/A | 4421
HA4ADPK/72 | 3"PNEU,DUAL REG.W/K HP PILOT,RG.A/B | 4421
HA4ADPK/82 | 4" PNEU DUAL REG. W/ K HP PILOT RG. A/B | 5992
HA4ADPK/86 | 4" PNEU DUAL REG. W/ K HP PILOT RG. V/A | 6258
HA4ADS/01 | 3/4"(20MM)DUAL REG W/ ELECTRIC SHUT-OFF,RG A/A | 2043
HA4ADS/21 | 1"(25MM)DUAL PRESS REG. W/ ELECT SHUT-OFF,RGE A/A | 2204
HA4ADS/22 | 1"(25MM)DUAL PRESS REG W/ELEC SHUT-OFF RANGE A/B | 2204
HA4ADS/24 | 1"(25MM)DUAL PRESS REG W/ELEC SHUT-OFF RANGE B/B | 2204
HA4ADS/26 | 1"(25MM)DUAL PRESS REG. W/ELECTRIC SHUT-OFF,RG.V/A | 2469
HA4ADS/31 | 1-1/4"(32MM)DUAL PRES.REG. W/ELEC SHUT-OFF,RG.A/A | 2467
HA4ADS/36 | 1-1/4"(32MM)DUAL PRES REG. W/ELEC SHUT-OFF,RG.V/A | 2733
HA4ADS/41 | 1-1/2"(40MM)DUAL PRES REG. W/ELEC SHUT-OFF,RG.A/A | 2928
HA4ADS/44 | (NO BOM)1-1/2"(40MM)DUAL PRESS.REG.W/ELEC SO,RGB/B | 2928
HA4ADS/51 | 2"(50MM)DUAL PRESS REG. W/ELEC SHUT-OFF,RG.A/A | 3176
HA4ADS/52 | 2"(50MM)DUAL PRESS REG. W/ELEC SHUT-OFF,RG.A/B | 3176
HA4ADS/61 | 2-1/2"(65MM)DUAL PRESS REG W/ELEC SHUT-OFF,RG A/A | 3674
HA4ADS/64 | 2-1/2"(65MM)DUAL PRES REG. W/ ELEC SHUT-OFF RG.B/B | 3674
HA4ADS/71 | 3"(80MM)DUAL PRESS REG. W/ELEC SHUT-OFF,RG A/A | 4618
HA4ADS/81 | 4"(100MM)DUAL PRESS REG.W/ ELEC-SHUT OFF,RG.A/A | 6188
HA4ADS/B1 | 3/4"(20MM)DUAL REG.ELEC SHUT-OFF,RG.A/A,50% PORT | 2043
HA4ADSP/71 | 3"(80MM)DUAL REGULATOR ELEC SHUT-OFF PNEU COMP | 4775
HA4AE/31 | 1-1/4" PRESSURE REG. RG.A, W/ EXTERNAL EQUAL | 1481
HA4AE/33 | 1-1/4" PRESSURE REG. RG. B , W/ EXTERNAL EQUAL | 1481
HA4AE/41 | 1-1/2" PRESSURE REG RG.A, W/ EXTERNAL EQUAL | 1944
HA4AE/51 | 2"(50MM)PRESSURE REG. RG.A W/EXTERNAL EQUAL | 2190
HA4AE/53 | 2"(50MM) PRESSURE REG. RG.B, W/EXTERNAL EQUAL | 2190
HA4AK/01 | 3/4"(20MM)RESEATING RELIEF REG RANGE A | 746
HA4AK/03 | 3/4"(20MM)RESEATING RELIEF REG RANGE B | 746
HA4AK/06 | 3/4"(20MM) RESEATING RELIEF REG, RG. D | 746
HA4AK/21 | 1"(25MM) RESEATING RELIEF REG. RANGE A | 907
HA4AK/23 | 1"(25MM)RESEATING RELIEF REGULATOR RANGE B | 907
HA4AK/26 | 1"(25MM) RESEATING RELIEF REG. RANGE D | 907
HA4AK/31 | 1-1/4"(32MM) RESEATING RELIEF REG. RANGE A | 1171
HA4AK/33 | 1-1/4"(32MM) RESEATING RELIEF REG. RANGE B | 1171
HA4AK/41 | 1-1/2"(40MM)RESEAT RELIEF REG. RANGE A: | 1632
HA4AK/43 | 1-1/2"(40MM)RESEAT RELIEF REG. RANGE B: | 1632
HA4AK/51 | 2"(50MM) RESEATING RELIEF REG. RANGE A: | 1879
HA4AK/53 | 2"(50MM) RESEATING RELIEF REG. RANGE B: | 1879
HA4AK/61 | 2-1/2"(65MM) RESEATING RELIEF REG. RANGE A: | 2378
HA4AK/63 | 2-1/2"(65mm)RESEATING RELIEF REG., RANGE B | 2378
HA4AK/71 | 3"(80MM) RESEATING RELIEF REG. RANGE A: | 3321
HA4AK/73 | 3"(80"MM)RESEATING RELIEF REGULATOR, RANGE B | 3321
HA4AK/76 | 3" (80MM) RESEATING RELIEF REGULATOR, RANGE D | 3321
HA4AK/81 | 4"(100MM)RESEATING RELIEF REG. RANGE A: | 4893
HA4AK/83 | 4"(100MM)RESEATING RELIEF REG. RANGE B: | 4893
HA4AK/A1 | 3/4"(20MM)RESEAT RELF REG,25%RED,RG.A | 746
HA4AK/A3 | 3/4"(20MM)RESEAT RELF REGw/25%RED. RG.B | 746
HA4AK/B1 | 3/4"(20MM)RESEAT RELIEF REG 50%RED PORT,RG A | 746
HA4AK/B3 | 3/4"(20MM) RESEAT RELIEF REG 50% REDUCED PORT RG.B | 746
HA4AK-4/31 | 1-1/4"(32MM)4-BLT RESEAT RELIEF REG.RG.A | 1277
HA4AKS/01 | 3/4"(20MM)RESEATING RELF W/ ELEC SHUT-OFF, RG.A | 1202
HA4AKS/21 | 1"(25MM)RESEAT RELIEF REG. W/ELECT SHUT-OFF,RG.A | 1362
HA4AKS/31 | 1-1/4"(32MM)RESEAT RELIEF REG,ELECT SO,RG.A | 1627
HA4AKS/61 | 2-1/2"(65MM)RESEATING RELF REG,W/ELEC,RG.A | 2834
HA4AKS/81 | 4"(80MM)RESEATING RELF W/ ELEC SHUT-OFF, RG.A | 5348
HA4AKS/A1 | 3/4"(20MM)RESEATING RELF,ELEC SO,RG.A,25%VPORT | 1202
HA4AL/01 | 3/4"(20MM)DIFFERENTIAL PRES. REGULATOR RANGE A | 960
HA4AL/03 | 3/4"(20MM) DIFFERENTIAL PRESSURE REGULATOR RANGE B | 960
HA4AL/21 | 1"(25MM) DIFFERENTIAL PRESSURE REGULATOR RANGE A | 1120
HA4AL/23 | 1"(25MM) DIFF.PRESS REG. RANGE B: 30 TO 300 PSIG | 1120
HA4AL/31 | 1-1/4"(32MM)DIFFERENTIAL PRES. REGULATOR RANGE A | 1384
HA4AL/41 | 1-1/2"(40MM)DIFFERENTIAL PRES. REGULATOR RANGE A | 1846
HA4AL/51 | 2"(50MM)DIFFERENTIAL PRESSURE REGULATOR, RANGE A | 2093
HA4AL/61 | 2-1/2(65MM)DIFFERENTIAL PRES. REGULATOR RANGE A | 2591
HA4AL/71 | 3"(80MM)DIFFERENTIAL PRESSURE REGULATOR RANGE A | 3535
HA4AL/81 | 4"(100MM) DIFF. PRESSURE REGULATOR, RANGE A | 5105
HA4AL/A1 | 3/4"(20MM)DIFF PRES. REG.W/25% RED.PORT,RG.A | 960
HA4AL/B1 | 3/4"(20MM)DIF"L PRES.REG. W/50% RED.PORT RGE A | 960
HA4AL/B3 | 3/4"(20MM)DIFFERENTIAL PRESS REG RG.B 50% RED PORT | 960
HA4AL-4/31 | 1-1/4"(32MM)DIFF.PRESS REG. RGE.A(4-BOLT) | 1491
HA4ALE/01 | 3/4"(20MM)DIFF PRESS. W/EXTERNAL EQUAL.RANGE A | 1091
HA4ALE/21 | 1"(25MM)DIFF PRESS REG W/EXTERNAL EQUAL RG.A | 1252
HA4ALE/31 | 1-1/4"(32MM)DIFF PRESS REG W/EXTERNAL EQUAL RG.A | 1515
HA4ALE/41 | 1-1/2"(40mm)DIFF PRESS REG.W/EXT EQUAL.RANGE A | 1976
HA4ALE/A1 | 3/4"(20MM)DIFF.PRESS REG. W/EXT.CONN.W/25% REDUCED | 1091
HA4ALE/B1 | 3/4"(20MM)DIFF PRESS REG W/EXT.CONN W/50% RED | 1091
HA4ALK/01 | 3/4"(20MM)DIFF. PRESS. REG. RESEATING RELF, RG.A | 1062
HA4ALS/21 | REGULATOR,1" DIFFR. W/OPEN R/A | 1576
HA4ALS/31 | 1-1/4"(32MM)DIFFERENTL REG W/ELECTRC SHUTOFF,RNG A | 1840
HA4ALS/41 | 1-1/2"(40MM)DIFF PRESS REG,W/ELECTRIC SHUTOFF,RG.A | 2302
HA4ALS/51 | 2"(50MM)DIFFERENTL PRESS.REG. W/ELECTRC SHUTOFF,RG | 2548
HA4ALS/61 | 2-1/2"(65mm)PRESS REG W/ELEC SHUT-OFF/DIFF PRESS | 3047
HA4ALS/71 | 3" (80MM) PRESS REG W/ELEC SHUT-OFF/DIFF PRESS | 3991
HA4ALS/81 | 4"(100MM)DIFF PRESS REG. W/ ELEC SHUT-OFF,RG.A | 5562
HA4AM/01 | 3/4"(20MM) ELECT.MOTOR COMP. REGULATOR, RANGE A | 2136
HA4AM/21 | 1"(25MM)ELECT.MOTOR COMP. REGULATOR, RANGE A | 2298
HA4AM/25 | 1"(25mm)ELECT.MTR.COMP.REG.RG.V | 2563
HA4AM/31 | 1-1/4"(32MM) ELECT. MOTOR COMP REGULATOR, RANGE A | 2561
HA4AM/35 | 1-1/4"(32MM) ELECT. MOTOR COMP REGULATOR,RG V | 2826
HA4AM/41 | 1-1/2"(40MM) ELECT. MOTOR COMP REGULATOR, RANGE A | 3022
HA4AM/51 | 2"(50MM)ELECT MOTOR COMP REGULATOR, RANGE A | 3270
HA4AM/55 | 2"(50mm)ELECT MOTOR COMP REG. RANGE V | 3535
HA4AM/61 | 2-1/2"(65MM)ELEC MTR COMP. REGULATOR, RANGE A | 3768
HA4AM/63 | 2-1/2"(65MM)ELECT MOTOR COMP REGULATOR,RG.B | 3768
HA4AM/71 | 3"(80MM) ELECTRIC MOTOR COMP. REGULATOR, RANGE A | 4712
HA4AM/75 | 3"(80MM) ELECTRIC MOTOR COMP REGULATOR, RANGE V | 4978
HA4AM/81 | 4"(100MM) ELECTRIC MOTOR COMP. REGULATOR, RANGE A | 6283
HA4AM/85 | 4"(100MM) ELECTRIC MOTOR COMP. REG, RG. V | 6548
HA4AM/B1 | 3/4"(20MM)ELECT MOTOR COMP REG 50% REDUCED RG.A | 2136
HA4AM/B5 | 3/4"(20MM)ELECT.MTR.COMP.G.,REG.V,50%REDUCED | 2403
HA4AM-4/31 | 1-1/4"(32MM)ELEC.MTR COMP. REG,RG. A(4-BOLT) | 2667
HA4AMS/01 | 3/4"(20MM)ELEC.MTR COMP.REG W/ELEC SHUT-OFF,RG.A | 2592
HA4AMS/21 | 1"(25MM)ELECT MOTOR COMP. REG,W/ELECT SHUTOFF RGA | 2753
HA4AMS/31 | 1-1/4"(32MM)ELEC.MOT.COMP.REG W/ ELEC SHUTOFF,RGA | 3017
HA4AMS/41 | 1-1/2"(40MM)ELEC.MOT.COMP.REG. W/ELEC SHUT-OFF,RGA | 3478
HA4AMS/45 | 1-1/2"(40MM)ELEC.MOT.COMP.REG W/ELEC SHUT-OFF,RG.V | 3745
HA4AMS/51 | 2"(50MM)ELECT.MTR COMP.REG W/ELEC SHUT-OFF,RG.A | 3726
HA4AMS/61 | 2-1/2"(65MM)ELEC.MOT.COMP.REG W/ELEC SHUT-OFF,RG.A | 4224
HA4AMS/71 | 3"(80MM)ELEC MTR COMP.REG W/ELEC SHUT-OFF,RG.A | 5168
HA4AMS/81 | 4"(100MM)ELEC.MTR COMP.REG W/ELEC SHUT-OFF,RG.A | 6738
HA4AMS/85 | 4"(100MM)ELEC.MOTOR COMP.REG W/ELEC SHUT-OFF,RG.V | 7004
HA4AMS/B1 | 3/4"(20MM)ELEC,MTR.COMP.W/ELEC SHUT-OFF,50%RED | 2592
HA4AO/01 | 3/4" (20MM) OUTLET PRESSURE REGULATOR, RANGE V | 1119
HA4AO/03 | 3/4"(20MM) OUTLET PRESSURE REGULATOR RANGE B | 1119
HA4AO/21 | 1"(25MM) OUTLET PRESSURE REGULATOR RANGE V | 1280
HA4AO/23 | 1"(25MM) OUTLET PRESSURE REGULATOR RANGE B | 1280
HA4AO/31 | 1-1/4"(32MM) OUTLET PRESSURE REGULATOR RANGE V | 1543
HA4AO/33 | 1-1/4"(32MM) OUTLET PRESSURE REGULATOR RANGE B | 1543
HA4AO/41 | 1-1/2"(40MM) OUTLET PRESSURE REGULATOR RANGE V | 2005
HA4AO/43 | 1-1/2"(40MM) OUTLET PRESSURE REGULATOR RANGE B | 2005
HA4AO/51 | 2"(50MM) OUTLET PRESSURE REGULATOR RANGE V | 2252
HA4AO/53 | 2" (50MM) OUTLET PRESSURE REGULATOR RANGE B | 2252
HA4AO/61 | 2-1/2"(65MM) OUTLET PRESSURE REGULATOR RANGE V | 2750
HA4AO/63 | 2-1/2" (65MM) OUTLET PRESSURE REGULATOR, RANGE B | 2750
HA4AO/71 | 3"(80MM) OUTLET PRESSURE REGULATOR RANGE V | 3694
HA4AO/73 | 3"(80MM) OUTLET PRESSURE REGULATOR RANGE B | 3694
HA4AO/81 | 4"(100MM) OUTLET PRESSURE REGULATOR RANGE V | 5266
HA4AO/83 | 4"(100MM)OUTLET PRESSURE REGULATOR, RANGE B | 5266
HA4AO/A1 | 3/4"(20MM) OUTLET PRES REG W/25% RED. RG.V | 1119
HA4AO/A3 | 3/4"(20MM)OUTLET PRES REG. 25% REDUCED PORT,RG:B | 1119
HA4AO/B1 | 3/4"(20MM)OUTLET PRES REG. 50% REDUCD PORT,RG V | 1119
HA4AO/B3 | 3/4"(20MM)OUTLET PRESS REG. 50% RED PORT,RG.B | 1119
HA4AO-4/31 | 1-1/4"(32MM)OUTLET PRESS. REG.(4-BOLT) RANGE V | 1650
HA4AO-4/33 | 1-1/4"(32MM)OUTLET REGULATOR RANGE B (4-BOLT) | 1650
HA4AOA/73 | 3" (80MM) INLET/OUTLET REGULATOR RG. A/B | 4391
HA4AOAMS/61 | 2-1/2"(65mm)INLET/OUTLET MOTOR COMP, RG. V/A | 5698
HA4AOAS/01 | 3/4" INLET/OUTLET REG. W/ELEC SHUT-OFF, RG.A/V | 2575
HA4AOAS/21 | 1"INLET/OUTLET REG.W/ELEC.SHUT-OFF,RG.A/V | 2736
HA4AOAS/31 | 1-1/4"INLET/OUTLET REG.W/ELECT SHUT-OFF,RG.A/V | 2999
HA4AOAS/34 | 1-1/4"INLET/OUTLET REG.W/ELECT SHUT-OFF,RG.B/B | 2999
HA4AOAS/41 | 1-1/2"(40MM)OUTLET REG. W/ELECT.SHUT-OFF.RG.A/V | 3460
HA4AOAS/43 | 1-1/2"(40mm)INLET/OUTLET REG.W/ELECT SO,RG A/B | 3460
HA4AOAS/44 | 1-1/2"(40mm)INLET/OUTLET REG.W/ELECT SO,RG B/B | 3460
HA4AOAS/51 | 2"(50MM)OUTLET REG.W/ELEC. SHUT-OFF RG. A/V | 3708
HA4AOAS/61 | 2-1/2" INLET/OUTLET REG.W/ELEC SHUT-OFF,RG.A/V | 4206
HA4AOAS/63 | 2-1/2"(65MM)INLET/OUTLET REG.W/ELEC SO,RG.A/B | 4206
HA4AOAS/71 | 3"INLET/OUTLET REG. W/ELECT. SHUT-OFF RG. A/V | 5150
HA4AOAS/81 | 4" INLET/OUTLET REG. W/ELECT. SHUT-OFF RG.A/V | 6720
HA4AOB/41 | 1-1/2"(40MM)OUTLET REG.W/WIDE OPEN FEATURE,RNG V | 2461
HA4AOB/43 | 1-1/2"(40MM)OUTLET REG.W/ WIDE OPEN,RG. B | 2461
HA4AOB/53 | 2"(50MM)OUT. PRESS REG. W/WIDE OPEN FEAT,RGE B | 2708
HA4AOB/61 | 2-1/2" (65MM) OUTLET REGULATOR W/WIDE OPEN RANGE V | 3206
HA4AOB/73 | 3"(75MM)OUTLET PRESSURE REG,RG B,WIDE OPEN | 4150
HA4AOE/01 | 3/4" OUTLET PRESS.REG.W/ EXT EQUALIZER,RANGE V | 1250
HA4AOE/03 | 3/4"(20MM)OUTLET PRESS.REG. W/EXT.EQUAL.,RG.B | 1250
HA4AOE/21 | 1"(25MM)OUTLT. PRES.REG. W/ EXTERNAL EQUAL,RGE V | 1411
HA4AOE/23 | 1"(25MM)OUTLET PRES.REG.W/ EXTERNAL EQUALIZER,RG.B | 1411
HA4AOE/31 | 1-1/4"(32MM)OUT PRES.REG. W/EXT.EQUAL RG V | 1674
HA4AOE/41 | 1-1/2"OUTLET PRES.REG W/ EXTERN EQUALIZ RGE V | 2135
HA4AOE/51 | 2"(50MM)OUTLT PRES.REG.W/ EXT EQUALZR RG V | 2383
HA4AOE/61 | 2-1/2"(65MM)OUT. PRES. REG. W/EXTERN EQUAL RGE V | 2881
HA4AOE/71 | 3"(80MM)OUTLET PRES.REG.W/ EXT EQUALIZER,RG.V | 3825
HA4AOE/A1 | 3/4"(20MM)PRES REG.W/ EXT.EQUAL.25%RED.PLUG,RG.V | 1250
HA4AOE/B1 | 3/4"20MM OUTPRES.REG.W/EXT EQUAL,RGE V,50% RED PT | 1250
HA4AOEPS/01 | 3/4" OUTLET PRESS REG,EXT,PNEU,SHUT-OFF, RG.V | 1863
HA4AOES/01 | 3/4"(20MM)REG.W/ELECT.S/O W/EXTERN EQLZ,RGE V | 1575
HA4AOES/03 | 3/4"(20MM)OUT PRES.REG.W/EX EQU.&ELEC.SHUT-OFF,RGB | 1575
HA4AOES/21 | 1"(25MM)OUT REG.W/ELECT SHUT-OFF W/EXT.EQUAL RGE.V | 1866
HA4AOES/23 | 1"(25MM)OUT REG.W/ELECT SHUT-OFF W/EXT.EQUAL RG.B | 1866
HA4AOES/31 | 1-1/4"(32MM)OUT REG. RG.V,W/ELECT SO,W/EXT.EQ | 2130
HA4AOES/33 | 1-1/4"(32MM)OUT REG. RG.B,ELECT SO,W/EXT.EQ | 2130
HA4AOES/41 | 1-1/2"(40MM)OUT REG.W/ELEC. SHUT-OFF,W/ EXT.EQ. RG | 2591
HA4AOES/43 | 1-1/2"(40mm)OUT REG.W/ELEC SHUT-OFFW/EXT EQ,RG.B | 2591
HA4AOES/51 | 2"(50MM)OUTLET REG.W/ELECT SHUT-OFF,W/EXT.EQUALIZE | 2839
HA4AOES/53 | 2"(50MM)OUTLET REG.W/ELEC SHUT-OFF,W/EXT.EQ,RG.B | 2839
HA4AOES/61 | 2-1/2"(65MM)OUT REG.W/ELEC. SHUT-OFF,W/EXT.EQ.RG.V | 3337
HA4AOES/81 | 4"(100MM)OUT REG W/ELEC SHUT-OFF W/EXT EQ RG.V | 5851
HA4AOES/A1 | 3/4"(20MM)OUTLET REG.W/ELEC.,W/EXT.EQUAL,25% RED | 1706
HA4AOES/B1 | 3/4"(20MM)REG.W/ELEC.S.OFF W/EXT.EQ.RG.V,50%RED | 1706
HA4AOES/B3 | 3/4"(20MM)REG W/ELEC SHUT-OFF W/EXT EQ RG.B 50%RED | 1706
HA4AOESX/01 | 3/4"(20mm)OUTLET PRES.,W/ELEC/RG. V,EXP 115V | 2770
HA4AOESX/21 | 1"(25mm)OUTLET PRESS W/ELEC,RG.V,EXPL PROOF,115V | 2932
HA4AOESX/41 | 1-1/2"(40MM)OUT PRES REG ELEC,RG.V, EXPL 115V | 3656
HA4AOESX/51 | 2" (50MM) OUT PRES REG ELEC RG.V EXPL PROOF 115V | 3904
HA4AOESX/61 | 2-1/2"(65MM)OUTLET PRESS,ELEC RG.V EXP 115V | 4402
HA4AOESX/71 | 3"(80MM)OUTLET PRESS,ELEC RG.V EXP 115V | 5346
HA4AOLE/01 | 3/4"(20mm)DIFF OUTLET REG W/EXT EQUAL RG.V | 1435
HA4AOLE/33 | 1-1/4"(32MM)DIFF.OUTLET REG.W/EXT.EQUAL,RG. B | 1859
HA4AOLE/A1 | 3/4"(20mm)DIFF OUTLET REG. W/EXT EQ.25%RED., RG V | 1435
HA4AOMS/61 | 2-1/2"OUTLET MOTOR COMP.W/ELEC.SHUT-OFF,RG.V | 4699
HA4AOMS/71 | 3"OUTLET MOTOR COMP.W/ELEC.SHUT-OFF,RG.V | 5643
HA4AOMS/A1 | 3/4"OUTLET MTR.COMP.W/ELEC.SHUT-OFF,25%RED.RG.V | 3067
HA4AOP/01 | 3/4"(20MM)PNEUMATIC COMP.OUTLET REGULATOR, RG V. | 1276
HA4AOP/21 | 1"(25MM)PNEUMATIC COMP OUTLET REG.,RG.V | 1436
HA4AOP/41 | 1-1/2"(40MM) PNEUMATIC COMP OUTLET REGULATOR, RG V | 2162
HA4AOP/71 | 3"(80MM) PNEUMATIC COMP. OUTLET REGULATOR RANGE V | 3851
HA4AOP/81 | 4" (100MM) PNEUMATIC COMP OUTLET REGULATOR RANGE V | 5421
HA4AOP/A1 | 3/4"(20mm)PNEUM OUTLET REG. RG.V,25% REDUCED PORT | 1276
HA4AOPS/01 | 3/4"(20MM)PNEUM.OTLT PRESS.REG.W/ELEC-SHUTOFF,RG.V | 1732
HA4AOPS/21 | 1"(25MM)PNEUM,OUTLT PRES REG.W/ELEC SHUT-OFF, RG.V | 1892
HA4AOPS/31 | 1-1/4" (32MM) HA4AOPS PRESS REG, RG V, OUTLET W/ P | 2155
HA4AOPS/41 | 1-1/2"(40mm)PNEUM OUTLET PRES .ELEC SHUT-OFF,RG.V | 2618
HA4AOS/01 | 3/4"(20MM)OUTLET REG.W/ELECT. SHUT-OFF, RANGE V | 1575
HA4AOS/03 | 3/4"(20MM)OUTLET REG. W/ELECT. SHUT-OFF, RANGE B | 1575
HA4AOS/06 | 3/4"(20MM)PRESS REG RG D, ELEC S/O & OUTLET PRES | 1575
HA4AOS/21 | 1"(25MM)OUTLET REG W/ ELECTRIC SHUT-OFF, RANGE V | 1735
HA4AOS/23 | 1"(25MM)OUTLET REG.W/ELECTRIC SHUT-OFF, RANGE B | 1735
HA4AOS/31 | 1-1/4"(32MM)OUTLET REG.W/ELECT SHUT-OFF, RANGE V | 1999
HA4AOS/33 | 1-1/4"(32MM)OUTLET REG.W/ELECT SHUT-OFF, RANGE B | 1999
HA4AOS/36 | 1-1/4"(32mm)OUTLET REG. W/ELECT SHUT-OFF, RG.D | 1999
HA4AOS/41 | 1-1/2"(40MM)OUTLET REG.W/ELECT SHUT-OFF, RANGE V | 2461
HA4AOS/43 | 1-1/2"(40MM)OUTLET REG.W/ELECT SHUT-OFF, RANGE B | 2461
HA4AOS/51 | 2" (50MM) OUTLET REG. W/ELECTRIC SHUT-OFF, RG V | 2708
HA4AOS/53 | 2"(50MM)OUTLET REG.W/ELECTRIC SHUT-OFF, RANGE B | 2708
HA4AOS/56 | 2"(50MM)OUTLET REG. W/ELEC SHUT-OFF,RANGE D | 2708
HA4AOS/61 | 2-1/2"(65MM)OUTLET REG.W/ELECT SHUT-OFF, RANGE V | 3206
HA4AOS/63 | 2-1/2"(65MM)OUTLET REG.W/ELECT SHUT-OFF, RANGE B | 3206
HA4AOS/71 | 3"(80MM)OUTLET REG.W/ELECTRIC SHUT-OFF, RANGE V | 4150
HA4AOS/73 | 3"(80MM)OUTLET REG. W/ELECTRIC SHUT-OFF, RANGE B | 4150
HA4AOS/81 | 4"(100MM)OUTLET REG.W/ELECTRIC SHUT-OFF, RANGE V | 5721
HA4AOS/83 | 4"(100MM)OUTLET REG.W/ELECTRIC SHUT-OFF, RANGE B | 5721
HA4AOS/A1 | 3/4"(20MM)OUTLET REG.W/ELECT.SHT-OFF, RG. V,25%RED | 1575
HA4AOS/A3 | 3/4"(20MM)OUT REG.W/ELECT. SHT-OFF,RGE B,25% RED.P | 1575
HA4AOS/B1 | 3/4"(20MM)OUTLET REG.W/ELEC SHUT-OFF,RG,V,50%RED.P | 1575
HA4AOS/B3 | 3/4"(20MM)OUTLET REG.W/SHUT- OFF RG B 50% RED PORT | 1575
HA4AOS-4/31 | 1-1/4"(32MM)OUTLET REG.W/ELEC SHUT-OFF,RG V(4-BOLT | 2106
HA4AOSB/01 | 3/4"(20MM)OUTLET REG.ELEC SHUT-OFF,WIDE OPEN.RG.V | 1776
HA4AOSB/21 | 1"(25mm)OUTLET REG W/ELEC SHUT-OFF WIDE OPEN RG V | 1936
HA4AOSB/23 | 1"(25mm)OUTLET REG.W/ELEC SHUT-OFF,WIDE OPEN,RG.B | 1936
HA4AOSB/26 | 1"(25mm) OUTLET REG W/ELEC SHUT-OFF WIDE OPEN RG.D | 1936
HA4AOSB/31 | 1-1/4"(32MM)OUTLET REG,RG.V,ELEC SO,WIDE OPEN | 2200
HA4AOSB/81 | 4"(100MM)OUTLET,ELEC SHUT-OFF,WIDE OPEN, RANGE V | 5922
HA4AOSX/01 | 3/4"(20MM)OUTLET REG.W/ELEC,W/EXT EXP,115V,RG.V | 2640
HA4AOSX/21 | 1"(25MM) OUTLET REG ELEC,W/EXT EXP 115V RG V | 2800
HA4AOSX/23 | 1"(25MM) OUTLET REG ELEC,W/EXT EXP 115V RG.B | 2800
HA4AOSX/31 | 1-1/4" (32MM) OUTLET REG ELEC W/EXT EXP 115V RG V | 3064
HA4AOSX/53 | 2"(50MM)OUTLET REG ELEC,W/EXT EXP, 115V, RG.B | 3773
HA4AOSX/A1 | 3/4"(20MM)OUTLET REG,ELEC,115V,RG.V,25%RED,EXT EXP | 2640
HA4AOSX/B1 | 3/4"(20MM)OUTLET REG ELEC 50% RED,EXT EXP,115V,RGV | 2640
HA4AP/01 | 3/4"(20MM) PNEUM COMP. PRESSURE REGULATOR RANGE A | 801
HA4AP/21 | 1"(25MM) PNEUMATIC PRESSURE REGULATOR RANGE A | 961
HA4AP/31 | 1-1/4"(32MM)PNEUMATIC PRESSURE REGULATOR, RANGE A | 1225
HA4AP/41 | 1-1/2"(40MM) PNEUM. PRESSURE REGULATOR RANGE A | 1687
HA4AP/51 | 2"(50MM) PNEUMATIC PRESSURE REGULATOR RANGE A | 1934
HA4AP/61 | 2-1/2"(65MM) PNEUMATIC PRESSURE REGULATOR RANGE A | 2432
HA4AP/71 | 3"(80MM) PNEUMATIC PRESSURE REGULATOR RANGE A | 3376
HA4AP/81 | 4"(100MM) PNEUMATIC PRESSURE REGULATOR RANGE A | 4946
HA4AP/B1 | 3/4"(20MM)PNEUM COMP. PRESS REG RG.A,50% RED VPORT | 801
HA4AP-4/31 | 1-1/4"(32mm)PNEUMATIC PRESS. REG,(4-BOLT)RANGE A | 1332
HA4APS/01 | 3/4"(20MM)PENUM PRESS REG. W/ ELEC SHUT-OFF,RG.A | 1257
HA4APS/21 | 1"(25MM)PENUM PRESS.REG. W/ELECTRIC SHUT-OFF,RANGE | 1417
HA4APS/31 | 1-1/4"(32MM)PNEUM PRESS REG.W/ELEC SHUT-OFF RG A | 1680
HA4APS/41 | 1-1/2"(40MM)PNEUMTC PRES REG.W/ELEC.SHUT-OFF RG A | 2143
HA4APS/51 | 2"(50MM)PNEUM.PRESSURE REG.W/ELEC.SHUT-OFF,RG.A | 2389
HA4APS/61 | 2-1/2"(65MM)PNEUM PRESS. REG.W/ELEC.SHUT-OFF RG.A | 2888
HA4APS/71 | 3"(80MM)PNEUM. PRES REG. W/ELEC. SHUT-OFF RGE A | 3832
HA4APS/81 | 4"(100MM)PNEUM. PRES. REG W/ELECT SHUT-OFF RGE A | 5402
HA4APSB/21 | 1"(25MM)PNEUM.PRES.REG.W/ELEC SHUT-OFF,OPEN,RG A | 1618
HA4APSB/31 | 1-1/4"(32mm)PNEUM PRES REG.ELEC SHUT-OFF,OPEN,RG.A | 1882
HA4APSB/81 | 4"(100mm)PHEUN.PRES.REG.w/SHUT-OFF,OPEN RG.A | 5604
HA4AR/01 | 3/4"(20MM) MAIN REGULATOR ONLY FOR REMOTE PILOT | 644
HA4AR/21 | 1"(25MM) MAIN REGULATOR ONLY FOR REMOTE PILOT | 805
HA4AR/41 | 1-1/2"(40MM) MAIN REGULATOR ONLY FOR REMOTE PILOT | 1530
HA4AR/51 | 2"(50MM) MAIN REGULATOR ONLY FOR REMOTE PILOT | 1777
HA4AR/61 | 2-1/2"(65MM) MAIN REGULATOR ONLY FOR REMOTE PILOT | 2275
HA4AR/71 | 3"(80MM) MAIN REGULATOR ONLY FOR REMOTE PILOT | 3219
HA4AR/81 | 4"(100MM) MAIN REGULATOR ONLY FOR REMOTE PILOT | 4791
HA4AR/B1 | 3/4"(20MM)50%RED PORT MAIN REG.FOR REMOTE PILOT | 644
HA4AS/01 | 3/4"(20MM) REG. WITH ELECTRIC SHUT-OFF, RANGE A | 1100
HA4AS/03 | 3/4"(20MM) REG. WITH ELECTRIC SHUT-OFF, RANGE B | 1100
HA4AS/05 | 3/4"(20MM) REG. WITH ELECTRIC SHUT-OFF, RANGE V | 1366
HA4AS/21 | 1"(25MM) REG. WITH ELECTRIC SHUT-OFF,RG A | 1260
HA4AS/23 | 1"(25MM) REG. WITH ELECYTRIC SHUT-OFF, RANGE B | 1260
HA4AS/25 | 1"(25MM) REG. WITH ELECTRIC SHUT-OFF, RANGE V | 1527
HA4AS/31 | 1-1/4"(32MM) REG.WITH ELECTRIC SHUT-OFF, RANGE A | 1524
HA4AS/33 | 1-1/4"(32MM)REG.W/ ELECTRIC SHUT-OFF,RG.B | 1524
HA4AS/35 | 1-1/4"(32MM)REG.W/ ELECTRIC SHUT-OFF RANGE V | 1790
HA4AS/41 | 1-1/2"(40MM)PRESS REG.W/ ELECTRIC SHUT-OFF RG. A | 1986
HA4AS/43 | 1-1/2"(40MM)REG.W/ ELECTRIC SHUT-OFF,RG.B | 1986
HA4AS/45 | 1-1/2"(40MM)REG.W/ ELECTRIC SHUT-OFF, RANGE V | 2252
HA4AS/51 | 2"(50MM) REGULATOR WITH ELECT. SHUT-OFF, RANGE A | 2233
HA4AS/53 | 2"(50MM) REGULATOR WITH ELECT. SHUT-OFF, RANGE B | 2233
HA4AS/55 | 2"(50MM) REGULATOR WITH ELECT. SHUT-OFF, RANGE V | 2499
HA4AS/61 | 2-1/2"(65MM)REG.W/ ELECTRIC SHUT-OFF RANGE A | 2731
HA4AS/63 | 2-1/2"(65MM)REG.W/ ELECTRIC SHUT-OFF,RG.B | 2731
HA4AS/65 | 2-1/2"(65MM)PRESS REG W/ ELECTRIC SHUT-OFF,RANGE V | 2998
HA4AS/71 | 3"(80MM) REGULATOR WITH ELECT. SHUT-OFF, RANGE A | 3675
HA4AS/73 | 3"(80MM)REGULATOR WITH ELECTRIC SHUT-OFF, RANGE B | 3675
HA4AS/75 | 3"(80MM) REGULATOR WITH ELECT. SHUT-OFF, RANGE V | 3942
HA4AS/76 | 3"(80MM) REGULATOR WITH ELECT. SHUT-OFF, RANGE D | 3675
HA4AS/81 | 4"(100MM)PRES REG. WITH ELECTRIC SHUT-OFF, RANGE A | 5247
HA4AS/83 | 4"(100MM)REG.W/ELECTRIC SHUT-OFF, RANGE B | 5247
HA4AS/85 | 4"(100MM)REGULATOR,W/ELECTRIC SHUT-OFF, RANGE V | 5512
HA4AS/86 | 4"(100MM)PRES REG. WITH ELEC SHUT-OFF, RG D | 5247
HA4AS/A1 | 3/4"(20MM)REG.W/ELECT SHUT-OFF,RG A,25%RED.PORT | 1100
HA4AS/A3 | 3/4"(20MM)REG W/ELEC SHUTOFF,W/25%RED.PORT,RG.B | 1100
HA4AS/B1 | 3/4"(20MM)REG.W"ELECT SHUT-OFF,RG.A,50%RED PORT | 1100
HA4AS/B3 | 3/4"(20MM)REG.W/ELEC SHUTOFF,RG B,50%RED.PORT | 1100
HA4AS/B5 | 3/4"(20MM)REG.W/ELEC SHUT-OFF, RG.V,50%RED PORT | 1366
HA4AS-4/31 | 1-1/4"(32MM)REG.W/ ELECTRIC SHUT-OFF(4-BOLT) | 1631
HA4ASB/01 | 3/4"(20MM)REG.W/ELEC SHUT-OFF,WIDE OPEN,RG A | 1301
HA4ASB/03 | 3/4"(20MM)REG.W/ELEC SHUT-OFF,WIDE OPEN,RG B | 1301
HA4ASB/21 | 1" (25MM) REG W/ELECT SHUT-OFF,WIDE OPEN,RG: A | 1461
HA4ASB/31 | 1-1/4"(32MM)REG W/ELEC. SHUT-OFF,WIDE OPEN,RG A | 1725
HA4ASB/35 | 1-1/4"(32MM)REG W/ELEC SHUT-OFF,WIDE OPEN,RG.V | 1991
HA4ASB/41 | 1-1/2"(40MM)REG W/ELEC. SHUT-OFF,WIDE OPEN,RG A | 2187
HA4ASB/46 | 1 1/2" (40MM) REG W/ ELECT SHUT-OFF , WIDE OPEN, R | 2187
HA4ASB/51 | 2" (50MM) REG WITH ELEC SHUT-OFF,WIDE OPENING RG.A | 2433
HA4ASB/53 | 2" (50MM) REG WITH ELEC SHUT-OFF,WIDE OPEN,RG.B | 2433
HA4ASB/61 | 2-1/2"(65MM)REG.W/ELECT. SHUT,OFF,WIDE OPEN.RG A | 2933
HA4ASB/71 | 3"(80MM) REG W/ELECTRIC SHUT-OFF,WIDE OPENING RG.A | 3876
HA4ASB/81 | 4"REG.W/ELECT.SHUT-OFF,W/WIDE OPEN,RG.A | 5447
HA4ASB/A1 | 3/4"(20MM)REG.W/ELEC. S/O WD OPEN 25% RED.PT,RGE.A | 1301
HA4ASB/B1 | 3/4"(20MM)REG.W/ELEC.SHUTOFF WIDEOPEN,50%RED.PORT, | 1301
HA4ASB-4/31 | 1-1/4"REG.W/ELEC SHUT-OFF W/WIDE OPEN RGE.A,4-BLT | 1832
HA4ASNO/01 | 3/4"(20MM) REG W/ELEC SO, RG.A NORMALLY OPEN | 1362
HA4ASNO/21 | 1"(25MM) REG W/ ELEC SHUT-OFF, RG.A NORMALLY OPEN | 1523
HA4ASX/21 | 1"(25MM)REG.W/ELEC SO,RG.A,EXPL PROOF,115V | 2326
HA4ASX/35 | 1-1/4"(32MM)REG.W/ELEC SO,RG.V,EXPL PROOF,115V | 2855
HA4ASX/45 | 1-1/2"(40MM)REG.W/ELEC SO,RG.V,EXPL PROOF,115V | 3317
HA4ASX/51 | 2"(50MM)REG W/ELEC SHUT RG.A, 115V EXP PROOF | 3298
HA4ASX/61 | 2-1/2"(65mm)REG W/ELEC SHUT RGA, EXP 115V | 3796
HA4ASX/65 | 2-1/2"(65MM) REG ELEC SHUT-OFF RG V EXP PROOF 115V | 4063
HA4ASX/71 | 3"(80MM)PRESS REG W/ELEC SHUT-OFF RG.A EXP PROOF | 4740
HA4ASX/73 | 3"(80MM) REG W/ELEC SHUT RG.B 115V EXP PROOF | 4740
HA4ASX/75 | 3"(80MM) REG,ELEC SHUTOFF RG.V W/EXPL PROOF 115V | 5006
HA4ASX/81 | 4"(100MM) REG W/ELEC SHUT RG A 115V EXP PROOF | 6311
HA4ASX/85 | 4"(100mm)REG W/ ELEC SHUT RG.V, EXP PRF 115V | 6577
HA4W/0101 | 3/4"(20mm) PRESS REG.WELD IN LINE,RG A 3/4"SW CON | 941
HA4W/0121 | 3/4" (20mm) PRESS REG.WELD-IN-LINE,RG.A 1" SW CONN | 941
HA4W/0301 | 3/4"(20mm)PRESS REG WELD-IN-LINE RG.B 3/4" SW CONN | 941
HA4W/2121 | 1"(25mm)REGULATOR RG. A WELD IN-LINE 1"SW CONN | 1147
HA4W/2131 | 1"(25MM)REGULATOR RG A. WELD-IN-LINE 1-1/4 SW CONN | 1147
HA4W/2321 | 1"(25mm)REGULATOR RG. B WELD IN-LINE 1" SW CONN | 1147
HA4W/2331 | 1"(25MM)REGULATOR RG B. WELD-IN-LINE 1-1/4 SW CONN | 1147
HA4W/3131 | 1 1/4"(32MM)PRESS RG A WELD IN LINE1-1/4" SW CON | 1448
HA4W/3331 | 1-1/4"(32MM)PRESS REG,RG B WELD-IN 1-1/4" SW CON | 1448
HA4W/4141 | 1-1/2" (40MM) PRESS REG RG.A W/1-1/2" WELD-IN-LINE | 1994
HA4W/4151 | 1-1/2"(40MM)PRESS REG. RG.A WELD-IN-LINE 2"SW CONN | 1994
HA4W/51 | 5"(125MM)PRES.REG.BW.RG.A | 8560
HA4W/5151 | 2" (50MM) PRESS REG RG A WELD IN LINE 2" SW CONN | 2295
HA4W/53 | 5"(125MM) PRESSURE REG. BUTT WELD END, RANGE B | 8560
HA4W/5351 | 2" (50MM)PRESS REG RG.B WELD IN LINE 2" SW CONN | 2295
HA4W/55 | 5"(125MM) PRESSURE REGULATOR BW, RANGE V | 8825
HA4W/61 | 6"(150MM)PRESS. REG. RG.A, BW | 14531
HA4W/6161 | 2-1/2"(65mm)PRES. WELD IN-LINE,RG.A,2-1/2" SW CON | 3014
HA4W/63 | 6"(150MM) PRESSURE REG. BUTT WELD END, RANGE B | 14531
HA4W/6361 | 2-1/2"(65mm)PRESS REG.RG.B,WELD-IN 2-1/2" SW CON | 3014
HA4W/65 | 6"(150MM) PRESSURE REGULATOR BW, RANGE V | 14797
HA4W/7172 | 3" (80MM) PRESS REG, RG A WELD-IN 3" BW | 4160
HA4W/7372 | 3"(80MM)PRESS REG RG.B WELD-IN-LINE 3"BW CONN | 4160
HA4W/8182 | 4" (100MM) PRESS REG WELD IN LINE RG A, 4" BW CONN | 6053
HA4W/8382 | 4" (100MM) PRESS REG WELD IN LINE RG B, 4" BW CONN | 6053
HA4WB/3131 | 1-1/4"(32MM)PRESS REG RG.A WIDE OPEN,1-1/4" SW CO | 1903
HA4WB/4141 | 1-1/2"(40MM)PRESS REG RG.A WIDE OPEN 1-1/2" SW | 2450
HA4WB/4151 | 1-1/2"(40MM)PRESS ELEC WIDE OPEN 2"SW WELD-IN-LINE | 2450
HA4WB/51 | 5"(125MM)REG.W/WIDE OPN FEATURE,BW END,RANGE A | 9015
HA4WB/5151 | 2"(50MM)WIDE OPEN, RGA, WELD-IN SW 2" CON | 2752
HA4WB/53 | 5"(125MM)REG W/WIDE OPEN FEATURE,BW,RG B | 9015
HA4WB/5351 | 2"(50MM)REG WIDE OPEN,RG B WELD-IN-LINE 2" SW CONN | 2752
HA4WB/56 | 5"(125MM)PRESS REG W/WIDE OPEN FEATURE,BW,RG.D | 9015
HA4WB/61 | 6"(150MM)REG W/WIDE OPEN FEATURE,BW,RG A | 14987
HA4WB/7172 | 3" (80MM) REG WIDE OPEN, RG.A, WELD-IN-LINE, 3" BW | 4616
HA4WB/8182 | 4"(100MM)REG WIDE OPEN,RG.A,WELD-IN-LINE,4" BW | 6509
HA4WBK/3131 | 1-1/4(32MM)REG,RG.A,WIDE OPEN,RESEAT RLF,1-1/4"SW | 2005
HA4WBK/4141 | 1-1/2"(40MM)REG,RG.A,WIDE OPEN,RESEAT RLF,1-1/2"SW | 2552
HA4WBK/5151 | 2" (50MM) REG, RG.A, WIDE OPEN, RESEAT RLF, 2" SW | 2854
HA4WBL/51 | 5"(125MM)DIFFERENTL PRESS REG. W/WIDE OPEN,BW,RG.A | 9331
HA4WBL/53 | 5" (125MM) DIFF PRESS REG W/WIDE OPEN, BW RANGE B | 9331
HA4WBL/61 | 6"(150MM)DIFF.PRESS.REG.W/WIDE OPEN,BW END.RG.A | 15303
HA4WBL/7172 | 3"(80MM)PNEUM DIFF PRES REG,WIDE OPEN,RG.A,3" BW | 4932
HA4WBL/8182 | 4"(100MM)PNEUM DIFF PRES REG,WIDE OPEN,RG.A,4" BW | 6825
HA4WBLNO/51 | 5"(125MM)DIFF PRESS,WIDEOPEN,NORMALLY OPEN,BW,RG.A | 9593
HA4WD/0101 | 3/4"(20mm)DUAL PRES RG.A WELD IN-LINE 3/4"SW CONN | 1884
HA4WD/2121 | 1"(25MM) DUAL PRESSURE REG WELD-IN-LINE 1" SW CONN | 2090
HA4WD/4141 | 1-1/2" (40MM) DUAL PRESS REG, RG A, WELD IN LINE | 2937
HA4WD/51 | 5"(125MM)DUAL PRESS REG. BW END,RG.A/A | 9503
HA4WD/5151 | 2"(50mm) DUAL PRES RG.A,WELD-IN-LINE 2" SW CONN | 3238
HA4WD/55 | 5"(125mm)DUAL PRESS REG. BW END RANGE V/V | 10035
HA4WD/56 | 5"(125MM) DUAL PRESS REG.BW END, RG V/A | 9768
HA4WD/61 | 6"(150MM)DUAL PRES REG. BW END,RG.A/A | 15473
HA4WD/6161 | 2-1/2"(65MM) DUAL PRESS REG, WELD-IN LINE 2-1/2 SW | 3956
HA4WD/64 | 6"(150MM)DUAL PRESS REG. BUTT WELD END,RG B/B | 15473
HA4WD/65 | 6"(150MM)DUAL PRES REG. BW END,RG V/V | 16005
HA4WD/7172 | 3"(80MM) DUAL PRESSURE REG WELD-IN-LINE 3" BW CONN | 5102
HA4WD/8182 | 4"(100MM)DUAL PRESS REG,RG A/A,WELD-IN,4" BW CONN | 6996
HA4WD/B101 | 3/4"(20MM)DUAL REG RG.A,WELDIN,50%RED,3/4" SW CON | 1884
HA4WDD/51 | 5" THREE PRESSURE REGULATOR, RANGE A/A/A | 10444
HA4WDD/61 | 6" THREE PRESSURE REGULATOR, RANGE A/A/A | 16416
HA4WDD/8182 | 4"(100MM)THREE PRES REG,RG A/A/A,WELD-IN,4"BW CONN | 7939
HA4WDK/6161 | 2-1/2"(65MM)DUAL PRESS,RESEAT RELIEF,WELD 2-1/2 SW | 4059
HA4WDM/3131 | 1-1/4" (32MM)DUAL PRESS REG, ELEC COMP,1-1/4"SW | 3882
HA4WDM/4141 | 1-1/2"(40mm)DUAL PRES REG, ELEC COMP, 1-1/2" SW | 4429
HA4WDM/4151 | 1-1/2"(40MM)DUAL PRESS REG,WELD-IN-LINE RG.A 2"SW | 4429
HA4WDM/51 | 5"(125MM)ELECTRIC MOTOR COMP. DUAL REG, RG.A/A | 10994
HA4WDM/5151 | 2" (50MM) DUAL REG; MOTOR COMP, 2" SW CONN | 4731
HA4WDM/61 | 6"(150MM)ELEC MTR COMP. DUAL REG,RG.A/A | 16966
HA4WDM/6161 | 2-1/2" (50MM) DUAL REG, MOTOR COMP, 2-1/2" SW CONN | 5449
HA4WDMS/51 | 5"(125MM)ELECTRC MOTOR COMP. DUAL REG,W/ELECT.SHUT | 11450
HA4WDP/51 | 5"(125MM)PNEUM COMP.DUAL PRES REG.BW,RG.A/A | 9659
HA4WDP/61 | REGULATOR, 6" DUAL PNEUM.R/A-A | 15630
HA4WDS/2121 | 1"(25MM)DUAL PRESS REG. W/ ELECT SO,WELD-IN,RG A/A | 2546
HA4WDS/2131 | 1"(25MM) DUAL PRESS W/ELEC SHUT-OFF 1-1/4" SW CONN | 2546
HA4WDS/51 | 5"(125MM)DUAL REG.W/ ELECT.SHUT-OFF,RG.A/A | 9958
HA4WDS/61 | 6" (150MM) DUAL REG.W/ ELECT.SHUT-OFF, RG.A/A | 15930
HA4WK/0101 | 3/4"(20mm)RESEAT RLF RG.A,WELD IN-LINE 3/4"SW CON | 1043
HA4WK/2121 | 1"(25mm) RESEATING RG.A WELD IN-LINE 1" SW CONN. | 1250
HA4WK/2131 | 1"(25MM)RESEAT RLF REG,RG A,WELD-IN 1 1/4" SW | 1250
HA4WK/3131 | 1-1/4"(32mm)RESEAT RLF,RGA,WELD-IN 1-1/4"SW | 1549
HA4WK/3331 | 1 1/4"(32MM)RESEAT RLF, RG B,WELD-IN 1-1/4" SW | 1549
HA4WK/4141 | 1-1/2"(40MM)RESEAT RLF RG A, WELD-IN 1 1/2" SW | 2096
HA4WK/51 | 5"(125MM)RES.REL.REG.BW RG A:SET@70 PSIG | 8661
HA4WK/5151 | 2" (50MM) RESEAT RLF RG.A,WELD-IN,2" SW CONN | 2398
HA4WK/6061 | 2-1/2"(65MM)RESEAT REG,LESS PILOT,WELD IN,2-1/2"SW | 3116
HA4WK/61 | 6"(150MM)RES.REL.REG.BW RG A:SET@70 PSIG | 14633
HA4WK/6161 | 2-1/2"(65mm)RESEAT RELF RG A,WELD IN,2-1/2" SW | 3116
HA4WK/B101 | 3/4"(20mm)RESEAT RLF RG.A,50% REDUCED 3/4"SW CONN | 1043
HA4WL/0101 | 3/4"(20MM)PRESS REG RG.A WELD-IN-LINE 3/4"SW CONN | 1257
HA4WL/4141 | 1-1/2" (40MM) DIFF PRESS REG RG.A,1-1/2" SW CONN | 2310
HA4WL/51 | 5"(125MM)DIFF PRESS REG.RG A BUTT WELD END | 8875
HA4WL/61 | 6"(150MM)DIFFERENTIAL PRESS REG,RG A,BW | 14847
HA4WL/8182 | 4"(100MM)DIFF PRES REG,WELD IN,RG A,4" BW CONN | 6369
HA4WM/51 | 5"(125)ELECT MOTOR COMPENSATED REGULATOR,RG. A | 10051
HA4WM/61 | 6"(150MM)ELECTRIC MOTOR COMP. REGULATOR, RANGE A | 16023
HA4WMS/51 | 5"(125MM)ELECT MOTOR COMPENSATD REG W/ELEC SHUT-OF | 10507
HA4WMS/61 | 6"(150MM)ELEC MOTOR COMPENSATE REG W/ELEC SHUT-OFF | 16479
HA4WO/0101 | 3/4"(20MM)PRESS REG RG.V,3/4" SW WELD-IN-LINE | 1416
HA4WO/2121 | 1"(25MM)PRESS REG. RG.V WELD-IN-LINE 1" SW CONN | 1622
HA4WO/4141 | 1-1/2"(40MM)OUTLET PRES RG.V,WELD-IN,1-1/2"SW CONN | 2469
HA4WO/51 | 5"(125mm)OUTLET PRESSURE REGULATOR, RG. V | 9034
HA4WO/5151 | 2"(50mm)OULET PRES REG.RGV,WELD-IN-LINE 2" SW CONN | 2770
HA4WO/53 | 5"(125MM)OUTLET PRESSURE REGULATOR, RANGE B | 9034
HA4WO/5351 | 2"(50mm)OULET PRES REG.RGB,WELD IN-LINE 2" SW CONN | 2770
HA4WO/61 | 6"(150MM) OUTLET PRESSURE REGULATOR RANGE V | 15006
HA4WO/6161 | 2-1/2"(65mm)OUTLET PRESS REG RG.V,WELD-IN 2-1/2"SW | 3489
HA4WO/63 | 6" (150MM) OUTLET PRESSURE REGULATOR RANGE B | 15006
HA4WO/7172 | 3"(80MM)OUT PRESS REG RG.V WELD-IN-LINE 3" BW | 4635
HA4WO/7372 | 3"(80MM)OUT PRESS REG RG.B WELD-IN-LINE 3" BW | 4635
HA4WO/8382 | 4"(100MM)OUT PRESS REG RG.B,WELD-IN,4" BW CONN | 6528
HA4WOA/61 | 6"INLET/OUTLET REGULATOR,RG.A/V | 15703
HA4WOAS/3131 | 1-1/4"(32MM)IN/OUT PRES RGV WELD-IN ELEC,1-1/4" SW | 3377
HA4WOAS/51 | 5"INLET/OUTLET REG.W/ELEC SHUT-OFF,RG.A/V | 10490
HA4WOE/61 | 6"(150MM) OUTLET PRESSURE REG W/EXT EQUALIZED RG.V | 15006
HA4WOE/B101 | 3/4"(20MM) OUT PRES REG,RANGE V,50% RED,3/4" SW | 1416
HA4WOES/51 | 5"(125mm)REG,W/ELECT S/O, W/EXTERN EQZ. RG.V | 9490
HA4WOESX/5151 | 2"(50MM) REG W/ELEC S/O EXT EQZ EXPL PRF 115V RG.V | 4291
HA4WOS/2121 | 1"(25mm)OULET ELEC RG.V WELD INLINE 1" SW CONN | 2078
HA4WOS/2321 | 1"(25mm)OULET ELEC RG.B WELD INLINE 1" SW CONN | 2078
HA4WOS/2331 | 1" (25MM) OUTLET PRESS REG RG B. 1-1/4" SW CONN | 2078
HA4WOS/3131 | 1-1/4"(32MM)OUTLET PRES RG V. WELD-IN 1/4" SW | 2378
HA4WOS/51 | 5"(125mm)OUTLET REG.W/ELEC SHUT-OFF RG V | 9490
HA4WOS/5151 | 2" (50MM) OUTLET REG W/ELEC SHUT-OFF WELD-IN 2" SW | 3227
HA4WOS/7172 | 3"(80MM)OUTLET PRES REG RG.A, ELEC SO,3" BW | 5091
HA4WOS/7372 | 3"(80MM)OUTLET PRES REG RG B,ELEC SO,3" BW | 5091
HA4WP/51 | 5"(125MM)PNEUM COMPEN. PRESS. REGULATOR,RG.A | 8716
HA4WPS/51 | 5"(125MM)PNEU.COMP.PRESURE REG W/ELEC SHUTOFF,RG A | 9172
HA4WPSX/2121 | 1"(125MM)PNEU.COMP REG,RG.A,ELEC SO,EXPL PRF,115V | 2825
HA4WR/5 | 5"(125MM)REMOTE OPERATED PRESSURE REGULATOR | 8560
HA4WR/6 | 6" (150MM) REMOTE OPERATED PRESSURE REGULATOR | 14531
HA4WR/8182 | 4"(100MM)MAIN REG W/REMOTE PILOT 4"BW WELD-IN-LINE | 6053
HA4WS/0101 | 3/4"(20mm)ELEC SHUT,RG.A,WELD IN-LINE 3/4"SW CON | 1397
HA4WS/2121 | 1"(25mm)REG ELEC WELD IN-LINE RG.A. 1" SW CONN. | 1603
HA4WS/3131 | 1-1/4"(32mm)ELEC WELD IN-LINE RG.A 1-1/4" SW CONN | 1903
HA4WS/4141 | 1-1/2"(40MM)PRES REG RG.A,ELEC,1-1/2" SW CONN | 2450
HA4WS/4151 | 1-1/2"(40MM)REG ELEC WELD-IN-LINE RG.A,2" SW CONN | 2450
HA4WS/51 | 5"(125MM) REG.W/ELECT SHUT-OFF,BW.END,RGE.A | 9015
HA4WS/5151 | 2"(50MM)REGULATOR RG.A ELEC SO WELD-IN 2" SW CONN | 2752
HA4WS/55 | 5"(125MM)REGULATOR W/ELECTRIC SHUT-OFF,RANGE V | 9282
HA4WS/61 | 6"(150MM)REG.WITH ELEC SHUT-OFF,BW END,RG A | 14987
HA4WS/6161 | 2-1/2"(65mm)ELEC ,WELD IN-LINE,RG.A,2-1/2" SW CONN | 3470
HA4WS/63 | 6"(150MM)REG.W/ELECT. SHUT-OFF,BW END,RG.B | 14987
HA4WS/7172 | 3"(80mm)PRESS REG.RG.A,ELEC.WELD IN-LINE 3"BW CONN | 4616
HA4WS/8182 | 4"(100mm)PRESS REG. RG.A WELD IN-LINE 4" BW CONN | 6509
HA4WSB/0101 | 3/4"(20mm)RG.A ELEC SO,WIDE OPEN,WELD-IN,3/4"SW | 1598
HA4WSB/61 | 6"(150mm)REG.W/ELEC SHUT-OFF,WIDE OPEN,RG.A | 15188
HA4WSX/55 | 5"(125MM)REG W/ELEC SO,BW,RG.V,EXP PROOF 115V | 10346
HAP85 | INTERNAL FLOAT SWITCH 98-HAP85 | 1105
HCK1/0 | 3/4" (20MM) PISTON CHECK VALVE | 508
HCK1/2 | 1" (25MM) PISTON CHECK VALVE | 540
HCK1/3 | 1-1/4" (32MM) PISTON CHECK VALVE | 817
HCK1/4 | 1-1/2" (40MM) PISTON CHECK VALVE | 1039
HCK1/5 | 2"(50MM) PISTON CHECK VALVE | 1124
HCK1/6 | 2-1/2"(65MM) PISTON CHECK VALVE | 1380
HCK1/7 | 3"(80MM) PISTON CHECK VALVE | 1974
HCK1/8 | 4"(100MM) PISTON CHECK VALVE | 3050
HCK1W/0001 | 3/4"(20MM)PISTON CHK VLV WELD IN-LINE 3/4"SW CONN | 804
HCK1W/2021 | 1"(25mm)PISTON CHK VLV WELD IN-LINE 1" SW CONN | 881
HCK1W/2031 | 1"(25MM)PISTON CHK VLV WELD IN-LINE 1-1/4" SW CONN | 881
HCK1W/3031 | 1-1/4"(32mm)PISTON CHK WELD IN-LINE 1-1/4"SW CON. | 1194
HCK1W/4041 | 1-1/2"(40MM)PISTON CK WELD IN LINE 1-1/2" SW CON | 1497
HCK1W/5 | 5"(125MM) PISTON CHECK VALVE BUTT WELD END | 6449
HCK1W/5051 | 2" (50MM) PISTON CHECK,WELD-IN LINE, 2" SW CONN | 1630
HCK1W/6 | 6"(150MM) PISTON CHECK VALVE BUTT WELD END | 10712
HCK1W/6061 | 2-1/2"(65mm)PISTON CHK VLV, WELD IN 2-1/2"SW | 2103
HCK1W/7072 | 3" (80MM) HCK1W WELD IN LINE 3" BW CONN | 2886
HCK1W/8082 | 4"(100mm)PISTON CHK VLV WELD IN-LINE 4" BW CONN | 4273
HCK1W-5/0001 | 3/4"(20MM)PISTON CHK VLV WELD,3/4"SW CONN,5#SPRING | 804
HCK1W-5/2021 | 1"(25MM)PISTON CHK VLV,1"SW CONN,5#SPRING | 881
HCK2/3 | 1-1/4"(32MM)GAS POWR.SUC.STOP VLV W/1/2" SW DISC S | 964
HCK2/4 | 1-1/2"(40MM) GAS PWRD STOP VLV W/1/2" SW DISC STR | 1220
HCK2/5 | 2"(50MM)GAS PWR SUC.STOP VLV,W/ 1/2"SW DISC STR | 1303
HCK2/6 | 2-1/2"(65MM)GAS POW.SUC.STOP VLV W/1/2"SW DISC STR | 1750
HCK2/7 | 3"(80MM)GAS PWRD SUC.STOP VLV W/1/2"SW DISC STR | 2245
HCK2/8 | 4"(100MM)GAS PWRD SUC.STOP VLV W/1/2"SW DISC STR | 3403
HCK2W/4041 | 1-1/2"(40mm)GAS PWR STOP WELD IN-LINE 1-1/2"SW CON | 1682
HCK2W/4051 | 1-1/2" (40mm) GAS PWR STOP WELD IN-LINE 2" SW CONN | 1682
HCK2W/5 | 5"(125MM)GAS POWRD SUC.STOP VLV.BW,1/2"SW DISC STR | 7398
HCK2W/5051 | 2" (50MM) HCK2W GAS CHK,WELD IN LINE 2" SW CONN | 1810
HCK2W/6 | 6"(150MM)GAS SUCT STOP VLV BW,1/2"SW DISC STR | 11717
HCK2W/6061 | 2-1/2"(65MM)HCK2W GAS CHECK WELD-IN-LINE 2-1/2" SW | 2478
HCK2W/7072 | 3"(80MM) GAS CHECK VALVE 3" BW WELD-IN-LINE CONN | 3164
HCK2W/8082 | 4" WELD IN LINE HCK2 WITH 4" BW CONN | 4640
HCK4-0 | 3"(80MM)FLG.IN-LINE CHECK VLV,CATII,MODH,EF101 | 1045
HCK4-0LR | 3"(80MM)GRAVITY DRAIN CK.VLV.CE-CAT.II,MOD.H,EF101 | 1045
HCK4-1 | 4"(100MM)FLG.IN-LINE CHK VLV | 1704
HCK4-1LR | 4"(100MM)GRAVITY DRN CK. VLV | 1704
HCK4-2 | 5/8" (16MM) FLANGED IN-LINE CHECK VALVE | 181
HCK4-2-10 | 5/8" FLANGED IN-LINE CHECK VLV WITH 10 PSIG SPRING | 181
HCK4-2-18 | 5/8" FLANGED IN LINE CHECK VLV WITH 18 PSID SPRING | 181
HCK4-2-30 | 5/8" FLANGED IN-LINE CHECK VLV 30 PSID | 181
HCK4-3 | 3/4" (20MM) FLANGED IN-LINE CHECK VALVE | 193
HCK4-4 | 1" (25MM) FLANGED IN-LINE CHECK VALVE | 264
HCK4-5 | 1-1/4"(32MM)IN-LINE CHECK VLV CE-CAT.I,MOD.A,EF100 | 384
HCK4-6 | 1-1/4"(32MM)4-BLT,FLNG CHECK VLV | 450
HCK4-7 | 1-1/2"(40MM)FLG IN-LINE CK VLV,CATII,MODH,EF101 | 483
HCK4-8 | 2"(50MM)FLG IN-LINE CHK. VLV,CAT.II,MOD.H,EF101 | 558
HCK4-8LR | 2"(50MM)GRAVITY DRAIN CK.VLV,CE-CATII,MOD.H,EF101 | 558
HCK4-9 | 2-1/2"(65MM) IN-LINE CK.VLV.CE-CAT.II.MOD.H.EF101 | 780
HCK5D/4 | 1-1/2"(40MM) SELF-EQ GAS SUC.STOP VLV 1/2"SW | 2165
HCK5D/5 | 2"(50MM) SELF-EQ GAS SUC.STOP VLV 1/2"SW | 2246
HCK5D/6 | 2-1/2" (65MM) SELF-EQ GAS SUC.STOP VLV W/1/2"SW | 2680
HCK5D/7 | 3"(80MM) SELF-EQGAS SUC.STOP 1/2"SW DISC STR | 3145
HCK5D/8 | 4"(100MM)SELF-EQ SUC.STOP W/1/2"SW DISC STR | 4642
HCK5DW/4041 | 1-1/2"(40MM)SLF-EQ.SUC.STOP,WELD-IN 1-1/2"SW | 2641
HCK5DW/5051 | 2" (50MM) SELF-EQ GAS SUC.STOP VLV WELD-IN-LINE | 2775
HCK5DW/6061 | 2-1/2"(65MM)SLF-EQ. GAS SUC.STOP VLV WELD-IN-LINE | 3427
HCK5DW/7072 | 3"(80MM) SELF-EQ. GAS SUC.STOP VLV WELD-IN-LINE | 4081
HCK5DW/8082 | 4" (100MM) SELF-EQ. GAS SUC.STOP VLV WELD-IN-LINE | 5895
HCK5W/5 | 5"(125MM)GAS POWERD SUC STOP VLV,PILOT ASSY,L/COIL | 8547
HCK5W/6 | 6"(150MM)GAS POWRD SUC STOP VLV,PILOT ASSY,L/COIL | 12865
HG25 | 1/8" MPT PRESSURE GAUGE | 142
HG27 | 1/4" MPT PRESSURE GAUGE | 200
HGV1 | 1/4" LG NECK GAUGE VLV, ANGLE MPTXFPT,SS STEM,W/SC | 129
HGV1H | 1/4"LG NECK GAUGE VLV,ANG MPT X FPT,SS STM,BAR HAN | 133
HGV1W | 1/4"LG NECK GAUGE VLV,ANGLE BWXFPT,SS STEM,W/SC | 129
HGV2 | 1/4"LG NECK GAUGE VLV, MPTXFPT,SS,ANGLE,BARE STEM | 125
HKC051/062 | #050 FLANGE, 5/8"(16 MM) ODS KIT | 112
HKC101/087 | #100 FLANGE, 7/8"(22 MM) ODS KIT | 137
HKC101/112 | #100 FLANGE, 1-1/8"(28 MM) ODS KIT | 137
HKC101/137 | #100 FLANGE, 1-3/8"(35 MM) ODS KIT | 137
HKC200/162 | #200 FLANGE, 1-5/8" ODS KIT | 196
HKC200/212 | #200 FLANGE, 2-1/8"(54 MM) ODS KIT | 196
HKC200M042 | #200 FLANGE, 42 MM ODS KIT | 196
HKC250/262 | #250 FLANGE 2-5/8"(65 MM)ODS KIT | 325
HKC300/312 | #300 FLANGE, 3-1/8"ODS KIT | 410
HKC400/412 | #400 FLANGE, 4-1/8" ODS KIT | 627
HKN050/037 | #050 FLANGE, 3/8" WN KIT | 112
HKN050/050 | #050 FLANGE, 1/2" WN KIT | 112
HKN050/075 | #050 FLANGE, 3/4" WN KIT | 112
HKN100/075 | #100 FLANGE, 3/4" WN KIT | 137
HKN100/100 | #100 FLANGE, 1" WN KIT | 137
HKN100/125 | #100 FLANGE, 1-1/4" WN KIT | 137
HKN100/150 | #100 FLANGE, 1-1/2" WN KIT | 396
HKN200/150 | #200 FLANGE, 1-1/2" WN KIT | 196
HKN200/200 | #200 FLANGE, 2" WN KIT | 196
HKN250/250 | #250 FLANGE, 2-1/2" WN KIT | 325
HKN250/300 | #250 FLANGE, 3" WN KIT | 325
HKN300/300 | #300 FLANGE, 3" WN KIT | 410
HKN400/400 | #400 FLANGE, 4" WN KIT | 627
HKS050/025 | #050 FLANGE, 1/4" SW KIT | 79
HKS050/037 | #050 FLANGE, 3/8" SW KIT | 79
HKS050/050 | #050 FLANGE, 1/2" SW KIT | 79
HKS050/075 | #050 FLANGE, 3/4" SW KIT | 79
HKS100/075 | #100 FLANGE, 3/4" SW KIT | 99
HKS100/100 | #100 FLANGE, 1" SW KIT | 99
HKS100/125 | #100 FLANGE, 1-1/4" SW KIT " | 99
HKS100/150 | #100 FLANGE, 1-1/2" SW KIT | 99
HKS200/150 | #200 FLANGE, 1-1/2" SW KIT | 157
HKS200/200 | #200 FLANGE, 2" SW KIT | 157
HKS250/150 | #250 FLANGE 1-1/2" SW | 270
HKS250/200 | #250 FLANGE 2" SW | 270
HKS250/250 | #250 FLANGE, 2-1/2" SW KIT | 270
HKS250/300 | #250 FLANGE, 3" SW KIT | 270
HKS300/250 | #300 FLANGE, 2-1/2" SW KIT | 306
HKS300/300 | #300 FLANGE, 3" SW KIT | 306
HKS400/400 | #400 FLANGE, 4" SW KIT | 469
HKT050/025 | #050 FLANGE, 1/4" FPT KIT | 79
HKT050/037 | #050 FLANGE, 3/8" FPT KIT | 79
HKT050/050 | #050 FLANGE, 1/2" FPT KIT | 79
HKT050/075 | #050 FLANGE, 3/4" FPT KIT | 79
HKT100/075 | #100 FLANGE, 3/4" FPT KIT | 99
HKT100/100 | #100 FLANGE, 1" FPT KIT | 99
HKT100/125 | #100 FLANGE, 1-1/4" FPT KIT | 99
HLL | STANDARD HERM FLOAT SWTCH SIDE & BTM CON 3/4"FPT/1 | 1290
HLL/HTR1 | HERM FLOAT SWITCH,SIDE/BTM CONN,W/HEATR 10WATT/115 | 1623
HLL/HTR2 | STD HERM FLT SWTCH,SIDE/BTM CONN,W/HTR 10WATT/230V | 1623
HLL050 | STANDARD HERM FLOAT SWITCH SIDE&BTM CONN 1/2"DIFF" | 1290
HLL100 | STAND HERM FLOAT SWITCH SIDE & BTM CONN 1" DIFF"L. | 1290
HLLC | STD.HERM.FLOAT SWTCH W/CVR SIDE&BTM CON3/4"FPT/1"W | 1459
HLLC/HTR1 | STD.HERM.FLOAT SWTCH W/CVR, W/HTR 10 WATT/155 VOLT | 1791
HLLC/HTR2 | STD.HERM.FLOAT SWITCH,W/CVR, W/HTR 10 WATT/230V | 1791
HLLC050 | HERM FLOAT SWT,W/METAL COVER,SIDE&BTM.CONN.1/2"DIF | 1459
HLLC100 | STD HERM FLOAT SWITCH SIDE & BTM CONN 1" DIFF | 1459
HLLCE | STD.HERM.FLT SWTCH W/COVR SIDE&BTM.CONN.W/DIN PLUG | 1536
HLLCE/HTR2 | STD.HERM.FLT STCH W/CVR SIDE &BOT.CON.W/DIN&230V H | 1867
HLLE | REFRIG FLOAT SWITCH,SIDE & BTM DIN PLUG | 1367
HLLE050 | HERM FLOAT SWITCH SIDE 1/2 DIFFERENTIAL W/DIN PLUG | 1367
HLLE075 | REFRIG FLOAT STCH SIDE&BTM W/DIN PLUG.W/20 MM DIFF | 1367
HLLSW | SWITCH ASSEMBLY FOR HANSEN HLL FLOAT SWITCH TYPES | 681
HLLSW/HTR1 | SWITCH ASSM.FOR HLL W/ HTR1 10 WATT/115 VOLT | 1035
HLLSW/HTR2 | SWITCH ASSM FOR HLL W/ HEATER 10 WATT/230 VOLT | 1035
HLLSWE | SWTH ASSM.FOR HANSEN HLL/ R/S LL FLT SWTH,W/DINPLU | 757
HLLSWE/HTR2 | SWTCH ASMB FOR HLL W/DIN PLUG,HTR 10 WATT/230V | 1108
HLLSWERS | SWITCH ASSY HLL/DIN TO REPLACE R/S | 1027
HPS | PRES SWTCH RDA,1/8"NPT, SPDT,1/2"NPSM PLUG CONN,5A | 576
HS2/1 | 5/32" SOLEND VLV REF. 1/4" THREADED END CONNECTN | 321
HS2/2 | 5/32"SOLEND VLV REF. 3/8" THREADED END CONN. | 321
HS2/3 | 5/32"SOLENOID VLV REF. 1/2" THREADED CONNECTION | 321
HS2B/1 | 5/32" BRASS SOLENOID VLV FOR WATER 1/4" THREADED | 348
HS2F/1 | 5/32" SOLENOID VALVE, FLANGED | 264
HS2FNO/1 | 5/32" SOLENOID VLV,NORMALLY OPEN,FLANGED | 525
HS2NO/1 | 5/32" SOLENOID VLV,1/4" FPT,NORMALLY OPEN | 582
HS4A/0 | 3/4"(20MM) SOLENOID VALVE FOR REFRIGERANT | 707
HS4A/2 | 1"(25MM) SOLENOID VALVE FOR REFRIGERANT | 879
HS4A/3 | 1-1/4" (32MM) SOLENOID VALVE FOR REFRIGERANT | 1105
HS4A/4 | 1-1/2"(40MM)SOLENOID VALVE FOR REFRIGERANT | 1574
HS4A/5 | 2"(50MM) SOLENOID VALVE FOR REFRIGERANT | 1754
HS4A/6 | 2-1/2"(65MM)SOLENOID VALVE FOR REFRIGERANT | 2397
HS4A/7 | 3"(80MM) SOLENOID VALVE FOR REFRIGERANT | 3614
HS4A/8 | 4"(100MM) SOLENOID VALVE FOR REFRIGERANT | 5186
HS4A/A | 3/4"(20MM) SOLENOID VALVE 25% REDUCED PORT. | 707
HS4A/B | 3/4"SOLENOID VLV FOR REFRIGERANT/50% REDUCED PORT | 707
HS4A-4/3 | 1-1/4"(32MM)SOLENOID VALVE FOR REFRIGERANT(4-BOLT) | 1216
HS4ANO/0 | 3/4" (20MM) NORMALLY OPEN SOLENOID VALVE | 945
HS4ANO/2 | 1"(25MM) NORMALLY OPEN SOLENOID VLV | 1141
HS4ANO/3 | 1-1/4" (32MM) NORMALLY OPEN SOLENOID VALVE | 1366
HS4ANO/4 | 1-1/2"(40MM)NORMALLY OPEN SOLENOID VLV | 1836
HS4ANO/5 | 2" (50MM) NORMALLY OPEN SOLENOID VALVE | 2016
HS4ANO/7 | 3" (80MM) NORMALLY OPEN SOLENOID VALVE | 3876
HS4ANO/8 | 4" (100MM) NORMALLY OPEN SOLENOID VLV | 5448
HS4AX/0 | 3/4"(20MM)SOLENOID VLV W/EXT. EXP 115V | 1748
HS4AX/2 | 1"(25MM) EXPLOSION PROOF SOLENOID VALVE 115V COIL | 1947
HS4AX/3 | 1-1/4"(32MM)SOLENOID VALVE W/EXT. EXP 115v | 2169
HS4AX/4 | 1-1/2"(40mm)SOLENOID VALVE, EXP 115V | 2639
HS4AX/5 | 2"(50mm) SOLENOID VALVE, EXP 115V | 2820
HS4AX/7 | 3" (80MM) SOLENOID VLV W/ EXP 115V | 4679
HS4AX/8 | 4"(100mm)SOLINOID VALVE, EXP 115V | 6249
HS4AX/A | 3/4"(20MM)SOLENOID VALVE W/EXT EXP 115V,25%RED. | 1798
HS4AX/B | 3/4"(20MM) SOLENOID VLV W/EXT EXP 115V 50% REDUCED | 1798
HS4D/0 | 3/4" (20mm) 2-STEP SOLENOID VALVE | 1608
HS4D/2 | 1" (25mm) 2-STEP SOLENOID VALVE | 1631
HS4D/3 | 1-1/4" (32MM) 2-STEP SOLENOID VALVE | 1726
HS4D/4 | 1-1/2"( 40mm) 2-STEP SOLENOID VALVE | 2266
HS4D/5 | 2"(50mm) 2-STEP SOLENOID VALVE | 2597
HS4D/6 | 2-1/2"(65mm) 2-STEP SOLENOID VALVE | 3038
HS4D/7 | 3" (80MM) 2-STEP SOLENOID VALVE | 4676
HS4D/8 | 4"(100MM) 2-STEP SOLENOID VALVE | 6202
HS4D/B | 3/4"(20mm)2-STEP SOLENOID VLV,50% RED PORT | 1608
HS4DW/0001 | 3/4"(20mm)2-STEP SOLENOID,WELD IN-LINE 3/4"SW CON | 1904
HS4DW/2021 | 1"(25mm)2-STEP SOLENOID WELD IN-LINE 1" SW CONN | 1967
HS4DW/3031 | 1-1/4"(32mm)2-STEP SOLENOID,WELD-IN 1-1/4" SW | 2092
HS4DW/4041 | 1-1/2"(40MM)2-STEP SOLND WELD-IN 1 1/2" SW | 2710
HS4DW/4051 | 1-1/2"(40MM)2-STEP SOLENOID WELD-IN 2" SW CONN | 2710
HS4DW/5051 | 2"(50mm)2-STEP SOLENOID,WELD IN-LINE 2"SW CONN. | 3084
HS4DW/7072 | 3"(80MM) 2-STEP SOLENOID W/3" BW WELD-IN-LINE CONN | 5560
HS4DW/8082 | 4"(100MM)2-STEP SOLENOID W/4" BW WELD-IN-LINE CONN | 7388
HS4W/0001 | 3/4"(20mm)SOL VLV WELD IN-LINE,3/4" SW CONN | 1021
HS4W/0021 | 3/4" (20MM) SOL VLV WELD IN LINE, 1" SW CONN | 1021
HS4W/0031 | 3/4" (20MM) SOLENOID VLV,WELD IN LINE 1 1/4" SW CO | 1021
HS4W/2021 | 1"(25mm)SOL VLV FOR REFRG.WELD-IN-LINE,1"SW CONN. | 1222
HS4W/2031 | 1"(25MM) SOLND VLV, WELD-IN 1-1/4" SW CON | 1222
HS4W/3031 | 1-1/4"(32mm)SOLENOID WELD IN-LINE 1-1/4" SW CONN | 1487
HS4W/4041 | 1-1/2" SOLENOID VALVE WELD IN-LINE 1-1/2" SW CONN | 2043
HS4W/4051 | 1-1/2" SOLENOID VALVE WELD-IN-LINE 2" SW CONN | 2043
HS4W/5 | 5"(125MM)SOL VLV FOR REFRIG,BW END | 9179
HS4W/5051 | 2"(50mm)SOLENOID VLV,WELD IN-LINE 2"SW CONN | 2270
HS4W/6 | 6"(150MM)SOL VALVE FOR REFRIG,BUTT WELD END | 14517
HS4W/6061 | 2-1/2"(65MM)SOL VLV, WELD IN LINE, 2-1/2" SW CONN | 3139
HS4W/7072 | 3"(80mm)SOLENOID VLV WELD IN LINE 3"BW CONN | 4558
HS4W/8082 | 4"(100mm)SOLENOID VLV WELD IN-LINE 4" BW CONN | 6327
HS4WNO/5051 | 2"(50mm)NORMALLY OPEN SOLENOID VLV,2"SW CONN | 2532
HS4WX/0001 | 3/4"(20MM)EXP PROOF SOL 115V WELD-IN-LINE 3/4"SW | 2066
HS4WX/3031 | 1-1/4"(32MM)EXP PROOF SOL 115V WELD-IN 1-1/4" SW | 2550
HS4WX/4041 | 1-1/2" (40MM) EXP PROOF SOL 115V WELD-IN 1-1/2" SW | 3106
HS4WX/6 | 6" (150MM) EXPLOSION PROOF SOLENOID 115V BUTT WELD | 15581
HS6/1 | 5/32" (4MM) SOLENOID VALVE FOR REFRIGERANT | 293
HS6NO/1 | 5/32" (4MM) NORMALLY OPEN SOLENOID VALVE | 556
HS7/0 | 3/4" (20MM) SOLENOID VALVE FOR REFRIGERANT | 612
HS7/2 | 1"(25MM) SOLENOID VALVE FOR REFRIGERANT | 846
HS7/3 | 1-1/4"(32MM) SOLENOID VALVE FOR REFRIGERANT | 1098
HS7NO/0 | 3/4" (20MM) NORMALLY OPEN SOLENOID VALVE | 875
HS8A/1 | 1/2"(13MM) SOLENOID VALVE FOR REFRIGERANT | 406
HS8ANO/1 | 1/2" (13MM) NORMALLY OPEN SOLENOID VALVE | 656
HS8W/1001 | 1/2"(13MM) SOLENOID VALVE, 3/4" SW CONN | 809
HS8W/1011 | 1/2"(13mm) SOLENOID VALVE, 1/2" SW CONN | 809
HS8W/1022 | 1/2"(13MM) SOLENOID VALVE, 1" BW CONN | 809
HS9B/3 | 1-1/4" (32MM) GAS-POWERED SOLENOID VALVE | 1619
HS9B/4 | 1-1/2" (40MM) GAS POWERED SOLENOID VALVE | 1852
HS9B/5 | 2" (50MM) GAS POWERED SOLENOID VALVE | 1890
HS9B/6 | 2-1/2" GAS POWERED SOLENOID VALVE | 2538
HS9B/7 | 3" (80MM) GAS POWERED SOLENOID VALVE | 3335
HS9B/8 | 4" (100MM) GAS POWERED SOLENOID VALVE | 4697
HS9BW/5 | 5"(125MM)GAS PWRD SOL. VALVE BUTT WELD END | 10907
HS9BW/6 | 6"(150MM) GAS PWRD SOL VALVE BUTT WELD END | 14909
HS9BW/7072 | 3"(80MM)GAS POWRD SOLENOID WELD-IN-LINE 3" BW CONN | 5215
HS9BW/8082 | 4"(100MM) GAS PWR SOLENOID WELD-IN 4" BW | 6417
HSCK125C | 1-1/4" STOP/CHECK VALVE,SW,SC | 805
HSCK125H | 1-1/4"HANSEN STOP/CHECK VALVE,SW,HW | 805
HSCK150C | 1-1/2" STOP/CHECK VALVE,SW,SC | 870
HSCK150H | 1-1/2"STOP/CHECK VALVE,SW,HANDWHEEL | 870
HSCK200C | 2" STOP/CHECK VALVE,SC | 1202
HSCK250C | 2-1/2" STOP/CHECK VALVE,BW,SC | 1655
HSCK300C | 3" STOP/CHECK VALVE,BW,SC | 2131
HSCK300H | 3" STOP/CHECK VALVE, BW , HW | 2131
HSCK400C | 4" STOP/CHECK VALVE,BW,SC | 2744
HSCK400H | 4" STOP CHECK VALVE, BW, HW | 2744
HSCK500C | 5" STOP/CHECK VALVE,BW,SC | 4365
HSCK600C | 6" STOP/CHECK VALVE,BW,SC | 5516
HSCK600H | 6" STOP CHECK VALVE BW,HW | 5516
HTR1 | 1/4 NPT TUBULAR HEATR HLL SERIES FLOAT SWITCH:115V | 345
HTR2 | 1/4 NPT TUBULAR HEATR HLL SERIES FLOAT SWITCH:230V | 345
MVP100-1/8082 | MVP100, 4", SOL, SOV, 4" BW CONN | 13426
MVP100-1A/8182 | MVP100, 4", REG, RG A, SOV, 4" BW CONN | 13548
MVP100-1AD/8182 | MVP100, 4", REG, RG A/A, SOV, 4" BW CONN | 14491
MVP100-1HCK/8082 | MVP100, 4", HCK5D, SOV, 4" BW CONN | 12721
MVP100-1MCV/8082 | MVP100, 4", MCV, SOV, 4" BW CONN | 18591
MVP13-1/1001 | MVP13,1/2" SOL,SOV,3/4" SW CONN | 1902
MVP13-1/1005 | MVP13,1/2" SOL,SOV,3/4" NPT CONN | 1902
MVP13-1/1011 | MVP13,1/2" SOLENOID,SOV,1/2"SW CONN | 1803
MVP13-1/1012 | MVP13, 1/2" SOLENOID, SOV, 1/2" BW CONN | 1803
MVP13-1/1022 | MVP13,1/2" SOL,SOV,1" BW CONN | 1992
MVP13-1-D/1001 | MVP13,1/2" SOL,SOV,DRAIN PLUG,3/4" SW CONN | 1935
MVP13-1-D/1011 | MVP13,1/2" SOL,SOV,DRAIN PLUG,1/2" SW CONN | 1837
MVP13-1-E/1011 | MVP13,1/2" SOL,SOV,EXT NECK,1/2" SW CONN | 1991
MVP13-1-H/1001 | MVP13, 1/2" SOL, SOV, HDWL, 3/4" SW CONN | 1999
MVP13-1-H/1011 | MVP13, 1/2" SOL, SOV, HDWL, 1/2" SW CONN | 1901
MVP13-1MCXVA/1001 | MVP13,1/2" MCXV,5MM,SOV,3/4"SW CONN | 6855
MVP13-1MCXVA/1011 | MVP13,1/2" MCXV,5MM,SOV,1/2"SW CONN | 6756
MVP13-1MCXVB/1001 | MVP13,1/2" MCXV,7MM,SOV,3/4"SW CONN | 6855
MVP13-1MCXVB/1011 | MVP13,1/2" MCXV,7MM,SOV,1/2"SW CONN | 6756
MVP13-1MCXVB/1022 | MVP13,1/2" MCXV,7MM,SOV,1"BW CONN | 6944
MVP13-1MCXVC/1001 | MVP13, 1/2" MCXV,2MM,SOV, 3/4" SW CONN | 6855
MVP13-1MCXVC/1011 | MVP13,1/2" MCXV,2MM,SOV,1/2"SW CONN | 6756
MVP13-1-NO/1011 | MVP13,1/2" SOLENOID,SOV,NO,1/2"SW CONN | 2076
MVP13-2/1001 | MVP13,1/2" SOL,HEV,3/4" SW CONN | 1914
MVP13-2/1002 | MVP13,1/2" SOL,HEV,3/4" BW CONN | 1914
MVP13-2/1011 | MVP13,1/2" SOL,HEV,1/2" SW CONN | 1830
MVP13-2/1012 | MVP13, 1/2" SOL, HEV, 1/2" BW CONN | 1830
MVP13-2/1015 | MVP13,1/2" SOL,HEV,1/2" FPT CONN | 1830
MVP13-2/1022 | MVP13, 1/2" SOL, HEV, 1" BW CONN | 2014
MVP13-2-D/1001 | MVP13,1/2" SOL,HEV,DRAIN PLUG,3/4" SW CONN | 1947
MVP13-2-D/1011 | MVP13,1/2" SOL,HEV,DRAIN PLUG,1/2" SW CONN | 1990
MVP13-3/1001 | MVP13,1/2" SOL,SCKHEV,3/4" SW CONN | 2165
MVP13-3/1002 | MVP13,1/2" SOL,SCKHEV,3/4" BW CONN | 2165
MVP13-3/1003 | MVP13,1/2" SOL,SCKHEV,7/8" ODS CONN | 2165
MVP13-3/1005 | MVP13,1/2" SOL,SCKHEV,3/4" NPT CONN | 2165
MVP13-3/1011 | MVP13,1/2" SOL,SCKHEV,1/2" SW CONN | 2078
MVP13-3/1012 | MVP13,1/2" SOL,SCKHEV,1/2" BW CONN | 2078
MVP13-3/1013 | MVP13,1/2" SOL,SCKHEV,5/8" ODS CONN | 2078
MVP13-3/1015 | MVP13,1/2" SOL,SCKHEV,1/2" NPT CONN | 2078
MVP13-3/1022 | MVP13,1/2" SOL,SCKHEV,1" BW CONN | 2268
MVP13-3-D/1001 | MVP13,1/2" SOL,SCKHEV,DRAIN PLUG,3/4" SW CONN | 2199
MVP13-3-D/1011 | MVP13,1/2" SOL,SCKHEV,DRAIN PLUG,1/2" SW CONN | 2111
MVP13-3-D/1022 | MVP13,1/2" SOL,SCKHEV,DRAIN PLUG,1" BW CONN | 2302
MVP13-4/1001 | MVP13,1/2" SOL,SCK,3/4" SW CONN | 2152
MVP13-4/1002 | MVP13,1/2" SOL,SCK,3/4" BW CONN | 2152
MVP13-4/1003 | MVP13,1/2" SOL,SCK,7/8" ODS CONN | 2152
MVP13-4/1005 | MVP13,1/2" SOL,SCK,3/4" NPT CONN | 2152
MVP13-4/1011 | MVP13,1/2" SOL,SCK,1/2" SW CONN | 2054
MVP13-4/1012 | MVP13,1/2" SOL,SCK,1/2" BW CONN | 2054
MVP13-4/1013 | MVP13,1/2" SOL,SCK,5/8" ODS CONN | 2054
MVP13-4/1015 | MVP13,1/2" SOL,SCK,1/2" NPT CONN | 2054
MVP13-4/1022 | MVP13,1/2" SOL,SCK,1" BW CONN | 2240
MVP13-4-D/1001 | MVP13,1/2"SOL,SCK,DRAIN PLUG,3/4" SW CONN | 2186
MVP13-4-D/1011 | MVP13,1/2" SOL,SCK,DRAIN PLUG,1/2" SW CONN | 2086
MVP13-5/1011 | MVP13,1/2" SOL,CHK, 1/2" SW CONN | 1793
MVP13-5MCXVA/1012 | MVP13,1/2" MCXV,5MM,CHK,1/2"BW CONN | 6756
MVP13-6/1001 | MVP13,1/2" SOL,BLANK,3/4" SW CONN | 1591
MVP13-7MCXVA/1001 | MVP13,1/2" SOL,MCXV,5MM,3/4"SW CONN | 7682
MVP13-7MCXVA/1011 | MVP13,1/2" SOL,MCXV,5MM,1/2"SW CONN | 7593
MVP13-7MCXVA/1022 | MVP13,1/2" SOL,MCXV,5MM,1"BW CONN | 7778
MVP13-7MCXVA-D/1001 | MVP13,1/2"SOL,MCXV,5MM,DRAIN PLUG,3/4"SW | 7716
MVP13-7MCXVA-D/1022 | MVP13,1/2" SOL,MCXV,5MM,DRAIN PLUG,1"BW CONN | 7812
MVP13-7MCXVB/1001 | MVP13,1/2" SOL,MCXV,7MM,3/4"SW CONN | 7682
MVP13-7MCXVB/1011 | MVP13,1/2" SOL,MCXV,7MM,1/2"SW CONN | 7593
MVP13-7MCXVC/1001 | MVP13,1/2" SOLENOID,MCXV,2MM,3/4"SW CONN | 7682
MVP13-7MCXVC/1011 | MVP13,1/2" SOLENOID,MCXV,2MM,1/2"SW CONN | 7593
MVP13-7MCXVC-D/1001 | MVP13,1/2" SOL,2MM,DRAIN PLUG,SOV,3/4"SW CONN | 7842
MVP20-1/0001 | MVP20, 3/4" SOL, SOV, 3/4" SW CONN | 2337
MVP20-1/0002 | MVP20, 3/4" SOL, SOV, 3/4" BW CONN | 2337
MVP20-1/0021 | MVP20, 3/4" SOL, SOV, 1" SW CONN | 2421
MVP20-1/0022 | MVP20, 3/4" SOL, SOV, 1" BW CONN | 2421
MVP20-1/0031 | MVP20, 3/4" SOL, SOV, 1-1/4" SW CONN | 2733
MVP20-1/0032 | MVP20, 3/4" SOL, SOV, 1-1/4" BW CONN | 2733
MVP20-1/0042 | MVP20, 3/4" SOL, SOV, 1-1/2" BW CONN | 3189
MVP20-1/A001 | MVP20, 3/4" SOL, SOV, 25% RED, 3/4" SW CONN | 2337
MVP20-1/A021 | MVP20, 3/4" SOL, SOV, 25% RED, 1" SW CONN | 2421
MVP20-1/B001 | MVP20, 3/4" SOL,SOV,50% RED, 3/4" SW CONN | 2337
MVP20-1A/0101 | MVP20, 3/4" REG RG. A, SOV, 3/4" SW CONN | 2429
MVP20-1A/0102 | MVP20, 3/4" REG RG. A, SOV, 3/4" BW CONN | 2429
MVP20-1A/0121 | MVP20, 3/4" REG RG. A, SOV, 1" SW CONN | 2519
MVP20-1A/0122 | MVP20, 3/4" REG RG. A, SOV, 1" BW CONN | 2519
MVP20-1A/0131 | MVP20,3/4" REG RG A,SOV,1-1/4" SW CONN | 2850
MVP20-1A/0142 | MVP20, 3/4" REG RG. A, SOV,1-1/2" BW CONN | 3328
MVP20-1A/0501 | MVP20, 3/4" REG RG. V, SOV, 3/4" SW CONN | 2695
MVP20-1A/A101 | MVP20,3/4"REG RG.A,SOV,25%RED,3/4"SW CONN | 2429
MVP20-1A/A121 | MVP20,3/4" REG RG.A,SOV,25% RED,1" SW CONN | 2519
MVP20-1A/A131 | MVP20,3/4" REG RG.A,SOV,25% RED,1-1/4" SW CONN | 2850
MVP20-1A/A142 | MVP20,3/4" REG RG.A,SOV,25% RED,1-1/2" BW CONN | 3328
MVP20-1A/B101 | MVP20,3/4" REG RG.A,SOV,50% RED,3/4" SW CONN | 2429
MVP20-1A/B121 | MVP20,3/4" REG.RGA,SOV,50%RED,1"SW CONN | 2519
MVP20-1A/B131 | MVP20,3/4" REG RG.A,SOV,50% RED,1-1/4" SW CONN | 2850
MVP20-1A/B142 | MVP20,3/4" REG RG. A,SOV,50% RED,1-1/2" BW CONN | 3328
MVP20-1A/B501 | MVP20,3/4" REG RG.V,SOV,50% RED,3/4" SW CONN | 2695
MVP20-1AB/0101 | MVP20, 3/4" REG RG.A, WO, SOV,3/4" SW CONN | 2884
MVP20-1AB/0102 | MVP20, 3/4" REG RG.A WO,SOV,3/4" BW CONN | 2884
MVP20-1AB/0121 | MVP20, 3/4" REG RG.A WO, SOV, 1" SW CONN | 2975
MVP20-1AB/0122 | MVP20, 3/4" REG RG.A WO, SOV, 1" BW CONN | 2975
MVP20-1AB/0131 | MVP20,3/4" REG RG.A WO,SOV,1-1/4" SW CONN | 3307
MVP20-1AB/0142 | MVP20,3/4" REG RG.A WO,SOV,1-1/2" BW CONN | 3784
MVP20-1AB/0301 | MVP20,3/4" REG RG.B,WO,SOV,3/4" SW CONN | 2884
MVP20-1AB/B101 | MVP20,3/4" REG RG.A,WO,SOV,50%RED,3/4" SW CONN | 2884
MVP20-1AB/B131 | MVP20,3/4" REG RG.A,WO,SOV,50%RED,1-1/4" SW CONN | 3429
MVP20-1ABK/0101 | MVP20, 3/4" HA4ABK,SOV,WIDE OPEN,3/4" SW CONN | 2988
MVP20-1ABK/0102 | MVP20, 3/4" HA4ABK, SOV,WIDE OPEN,3/4" BW CONN | 2986
MVP20-1ABK/0121 | MVP20, 3/4" HA4ABK, SOV, WIDE OPEN,1" SW CONN | 3077
MVP20-1ABK/0122 | MVP20, 3/4" HA4ABK, SOV, WIDE OPEN, 1" BW CONN | 3077
MVP20-1ABK/B101 | MVP20,3/4"HA4ABK,SOV,WIDE OPEN,50% RED,3/4"SW | 2986
MVP20-1AD/0101 | MVP20, 3/4" REG RG. A DUAL, SOV, 3/4" SW CONN | 3372
MVP20-1AD/0102 | MVP20, 3/4" REG RG. A DUAL, SOV, 3/4" BW CONN | 3372
MVP20-1AD/0121 | MVP20, 3/4" REG RG. A DUAL, SOV, 1" SW CONN | 3461
MVP20-1AD/0122 | MVP20, 3/4" REG RG. A DUAL, SOV, 1" BW CONN | 3461
MVP20-1AD/0131 | MVP20, 3/4" REG RG. A DUAL,SOV, 1-1/4" SW CONN | 3793
MVP20-1AD/0142 | MVP20, 3/4" REG RG. A DUAL,SOV,1-1/2" BW CONN | 4270
MVP20-1AD/A101 | MVP20,3/4"REG RG.A DUAL,25% RED,SOV,3/4"SW CONN | 3372
MVP20-1AD/A121 | MVP20,3/4" REG RG. A DUAL,SOV,25% RED,1" SW CONN | 3461
MVP20-1AD/A131 | MVP20,3/4" REG RG.A DUAL,SOV,25% RED,1-1/4" SW CON | 3793
MVP20-1AD/B101 | MVP20,3/4" REG RG.A DUAL,SOV,50%RED,3/4" SW CONN | 3372
MVP20-1AD/B121 | MVP20,3/4" REG RG.A DUAL,SOV,50%RED,1" SW CONN | 3461
MVP20-1AD/B131 | MVP20,3/4" REG RG.A DUAL,SOV,50%RED,1-1/4" SW CONN | 3793
MVP20-1AD/B142 | MVP20,3/4" REG RG.A DUAL,SOV,50%RED,1-1/2" BW CONN | 4270
MVP20-1ADD/0131 | MVP20,3/4" 3-PRESS REG RG.AAA,SOV,1-1/4" SW CONN | 4980
MVP20-1AD-H/0101 | MVP20,3/4" REG RG. A DUAL,SOV,HDWL,3/4" SW CONN | 3466
MVP20-1ADM/B121 | MVP20,3/4"PRES REG RG.A DUAL,MTR CMP,SOV,50%,1"SW | 4954
MVP20-1ADM-H/0101 | MVP20,3/4"PRES REG RG.A DUAL,MTR CMP,SOV,HW,3/4"SW | 4958
MVP20-1ADS/0131 | MVP20,3/4" DUAL REG RG.A ELEC SO,SOV,1-1/4" SW | 4249
MVP20-1ADS/0142 | MVP20, 3/4" DUAL REG RG.A ELEC SO, SOV, 1-1/2" BW | 4726
MVP20-1ADS-H/0301 | MVP20,3/4"DUAL PRES RG.B,ELEC SO,HDWL,SOV,3/4"SW | 3922
MVP20-1A-H/0101 | MVP20,3/4" REG RG.A,SOV,HDWL,3/4" SW CONN | 2523
MVP20-1AK/0101 | MVP20, 3/4" HA4AK RG.A, SOV, 3/4" SW CONN | 2531
MVP20-1AK/0102 | MVP20,3/4" HA4AK,RG.A,SOV,3/4" BW CONN | 2531
MVP20-1AK/0121 | MVP20,3/4" HA4AK,RG.A,SOV,1" SW CONN | 2621
MVP20-1AK/0122 | MVP20,RG.A,3/4" HA4AK,SOV,1" BW CONN | 2621
MVP20-1AK/0131 | MVP20, 3/4" HA4AK RG A, SOV, 1-1/4" SW CONN | 2953
MVP20-1AK/0301 | MVP20, 3/4" HA4AK RG.B, SOV, 3/4" SW CONN | 2531
MVP20-1AK/0321 | MVP20, 3/4" HA4AK RG.B, SOV, 1" SW CONN | 2621
MVP20-1AK/0701 | MVP20, 3/4" HA4AK RG.C, SOV, 3/4" SW CONN | 2781
MVP20-1AK/A101 | MVP20,3/4" HA4AK RG.A,SOV,25% RED,3/4" SW CONN | 2531
MVP20-1AK/B101 | MVP20,3/4" HA4AK RG.A,SOV,50%RED,3/4" SW CONN | 2531
MVP20-1AK/B102 | MVP20,3/4" HA4AK RG.A,SOV,50%RED,3/4" BW CONN | 2531
MVP20-1AK/B121 | MVP20,3/4" HA4AK RGA,SOV,50% RED,1" SW CONN | 2621
MVP20-1AK-H/0101 | MVP20,3/4" HA4AK RG.A,SOV,HDWL,3/4" SW CONN | 2625
MVP20-1AK-H/0121 | MVP20,3/4" HA4AK RG.A,SOV,HDWL,1" SW CONN | 2715
MVP20-1AK-H/0301 | MVP20,3/4" HA4AK RG.B,HDWL,SOV,3/4" SW CONN | 2625
MVP20-1AK-H/B101 | MVP20,3/4" HA4AK RG.A,SOV,50%RED,HDWL,3/4" SW | 2625
MVP20-1AKS/0101 | MVP20,3/4" HA4AK RG. A ELEC,SOV,3/4" SW CONN | 2986
MVP20-1AKS/0102 | MVP20,3/4" HA4AK RG. A ELEC,SOV,3/4" BW CONN | 2986
MVP20-1AKS/0121 | MVP20, 3/4" HA4AK RG. A ELEC, SOV, 1" SW CONN | 3077
MVP20-1AKS/0122 | MVP20, 3/4" HA4AK RG. A ELEC, SOV, 1" BW CONN | 3077
MVP20-1AL/0101 | MVP20, 3/4" DIFF PRES REG RG.A,SOV,3/4" SW CONN | 2744
MVP20-1AL/0102 | MVP20,3/4" DIFF PRES REG RG. A,SOV,3/4" BW CONN | 2744
MVP20-1AL/0121 | MVP20, 3/4" DIFF PRES REG RG.A, SOV, 1" SW CONN | 2835
MVP20-1AL/0122 | MVP20, 3/4" DIFF PRES REG RG A,SOV,1" BW CONN | 2835
MVP20-1AL/B101 | MVP20, 3/4" DIFF PRES REG RG.A 50% RED,SOV,3/4" SW | 2744
MVP20-1AM/0101 | MVP20, 3/4" EMC REG RG.A, SOV, 3/4" SW CONN | 3922
MVP20-1AM/0102 | MVP20, 3/4" EMC REG RG.A, SOV, 3/4" BW CONN | 3922
MVP20-1AM/0121 | MVP20, 3/4" EMC REG RG.A, SOV, 1" SW CONN | 4011
MVP20-1AM/0122 | MVP20, 3/4" EMC REG RG.A, SOV, 1" BW CONN | 4011
MVP20-1AM/0131 | MVP20,3/4" EMC REG RG.A,SOV,1-1/4" SW CONN | 4343
MVP20-1AO/0101 | MVP20,3/4" OUT PRES REG RG V,SOV,3/4" SW CONN | 2904
MVP20-1AO/0102 | MVP20,3/4" OUT PRES REG RG V,SOV,3/4" BW CONN | 2904
MVP20-1AO/0121 | MVP20,3/4" OUT PRES REG RG V,SOV,1" SW CONN | 2994
MVP20-1AO/0122 | MVP20,3/4" OUT PRES REG RG V, SOV,1" BW CONN | 2994
MVP20-1AO/0131 | MVP20,3/4" OUT PRESS REG RG.V,SOV,1-1/4" SW CONN | 3325
MVP20-1AO/0301 | MVP20,3/4" OUT PRES REG RG V,SOV,3/4" SW CONN | 2904
MVP20-1AO/0321 | MVP20,3/4" OUT PRESS REG RG.B,SOV,1" SW CONN | 2994
MVP20-1AO/0331 | MVP20,3/4" OUT PRESS REG RG.B,SOV,1-1/4" SW CONN | 3325
MVP20-1AO/A301 | MVP20,3/4" OUT PRES REG RG B,SOV,25%RED,3/4" SW | 2904
MVP20-1AO-H/0301 | MVP20,3/4" OUT PRES REG RG B, HDWHL, SOV,3/4" SW C | 2998
MVP20-1AOS/0101 | MVP20,3/4"OUT PRES REG RG V ELEC,SOV,3/4"SW CONN | 3359
MVP20-1AOS/0121 | MVP20,3/4" OUT PRES REG RG.V ELEC,SOV,1 "SW CONN | 3450
MVP20-1AOS/0131 | MVP20,3/4" OUT PRES REG. RG.V,ELEC,SOV,1-1/4" SW | 3782
MVP20-1AOS/0142 | MVP20,3/4" OUT PRES REG. RG.V,ELEC,SOV,1-1/2" BW | 4259
MVP20-1AOS/0301 | MVP20,3/4"OUT PRES REG RG B ELEC,SOV,3/4"SW CONN | 3359
MVP20-1AOS/0321 | MVP20, 3/4" OUT PRES REG RG.B ELEC,SOV,1 " SW CONN | 3450
MVP20-1AOS/A101 | MVP20,3/4"OUT REG RG.V ELEC,SOV,25%RED,3/4"SW CONN | 3359
MVP20-1AOS/A121 | MVP20,3/4" OUT REG RG.V ELEC,SOV,25%RED,1"SW CONN | 3450
MVP20-1AOS/B101 | MVP20,3/4"OUT REG RG.V ELEC,SOV,50%RED,3/4"SW CONN | 3359
MVP20-1AOS/B131 | MVP20,3/4"OUT REG RG.V ELEC,SOV,50%RED,1-1/4"SW CO | 3782
MVP20-1AOS/B142 | MVP20,3/4"OUT REG RG.V ELEC,SOV,50%RED,1-1/2"BW | 4259
MVP20-1AOSB/B101 | MVP20,3/4"OUT REG RG.V ELEC,WO,SOV,50%RED,3/4"SW | 3815
MVP20-1AOS-H/0101 | MVP20,3/4"OUT PRES REG RG.V,ELEC,HDWL,SOV,3/4"SW C | 3453
MVP20-1AOS-H/0301 | MVP20,3/4"OUT PRES REG RG.B,ELEC,HDWL,SOV,3/4"SW C | 3453
MVP20-1AP/0101 | MVP20,3/4" PNEUM PRES REG RG A,SOV,3/4" SW CONN | 2585
MVP20-1AP/0102 | MVP20,3/4" PNEUM PRES REG RG A,SOV,3/4" BW CONN | 2585
MVP20-1AP/0121 | MVP20, 3/4" PNEUM PRES REG RG A,SOV,1" SW CONN | 2676
MVP20-1AP/0122 | MVP20, 3/4" PNEUM PRES REG RG A,SOV,1" BW CONN | 2676
MVP20-1AS/0101 | MVP20,3/4" REG RG. A ELEC,SOV,3/4" SW CONN | 2884
MVP20-1AS/0102 | MVP20, 3/4" REG RG. A ELEC, SOV, 3/4" BW CONN | 2884
MVP20-1AS/0121 | MVP20, 3/4" REG RG. A ELEC, SOV, 1" SW CONN | 2975
MVP20-1AS/0122 | MVP20, 3/4" REG RG. A ELEC, SOV, 1" BW CONN | 2975
MVP20-1AS/0131 | MVP20,3/4"REG W/ELEC SO,RG. A,SOV,1-1/4" SW CONN | 3307
MVP20-1AS/0142 | MVP20,3/4" REG W/ELEC SO,RG.A,SOV,1-1/2" BW CONN | 3784
MVP20-1AS/0321 | MVP20,3/4" REG. RG.B,ELEC,SOV,1" SW CONN | 2975
MVP20-1AS/0331 | MVP20,3/4" REG. RG.B,ELEC,SOV,1-1/4" SW CONN | 3307
MVP20-1AS/A101 | MVP20,3/4" REG RG. A ELEC,SOV,25%RED,3/4" SW CONN | 2884
MVP20-1AS/A121 | MVP20, 3/4" REG RG.A ELEC, SOV, 25%RED,1"SW CONN | 2975
MVP20-1AS/A131 | MVP20,3/4"REG RG.A ELEC,SOV,25%RED,1-1/4"SW CONN | 3307
MVP20-1AS/A601 | MVP20,3/4" REG RG. D ELEC,SOV,25%RED,3/4" SW CONN | 2884
MVP20-1AS/B102 | MVP20,3/4" REG RG. A ELEC,SOV,50%RED,3/4" BW CONN | 2884
MVP20-1AS/B121 | MVP20,3/4" REG RG.A ELEC,SOV,50%RED,1" SW CONN | 2975
MVP20-1AS/B131 | MVP20,3/4"REG RG.A ELEC,SOV,50%RED,1-1/4"SW CONN | 3307
MVP20-1AS/B132 | MVP20,3/4" REG RG. A ELEC,SOV,50%RED,1-1/4" BW CON | 3429
MVP20-1AS/B542 | MVP20,3/4" REG RG.V ELEC,SOV,50%RED,1-1/2" BW CONN | 4049
MVP20-1AS-H/0101 | MVP20,3/4" REG RG.A ELEC,SOV,HDWL,3/4" SW CONN | 2979
MVP20-1AS-H/0121 | MVP20,3/4" REG RG. A ELEC,SOV,HDWL,1" SW CONN | 3069
MVP20-1-H/0001 | MVP20, 3/4" SOL, SOV, HDWL, 3/4" SW CONN | 2430
MVP20-1-H/0021 | MVP20,3/4"SOL,SOV,HDWL,1"SW CONN | 2515
MVP20-1-H/A001 | MVP20, 3/4" SOL,SOV,HDWL,25% RED,3/4" SW CONN | 2430
MVP20-1-H/A021 | MVP20,3/4" SOL,SOV,HDWL,25% RED,1" SW CONN | 2515
MVP20-1-H/B001 | MVP20, 3/4" SOL,SOV,HDWL,50% RED,3/4" SW CONN | 2430
MVP20-1-H/B021 | MVP20,3/4" SOL,SOV,HDWL,50% RED,1" SW CONN | 2515
MVP20-1MCR/0001 | MVP20,3/4"MCR,SOV,3/4"SW CONN | 7118
MVP20-1MCR/0021 | MVP20,3/4" MCR,SOV,1" SW CONN | 7200
MVP20-1MCR/0031 | MVP20,3/4"MCR,SOV,1-1/4" SW CONN | 7515
MVP20-1MCV/0001 | MVP20,3/4"MCV,SOV,3/4"SW CONN | 7118
MVP20-1MCV/0021 | MVP20,3/4"MCV,SOV,1"SW CONN | 7202
MVP20-1MCV/0031 | MVP20,3/4"MCV,SOV,1-1/4"SW CONN | 7515
MVP20-1-S/0001 | MVP20, 3/4" SOL, 100 MESH, 3/4" SW CONN | 2513
MVP20-1-S/0021 | MVP20, 3/4" SOL, 100 MESH, 1" SW CONN | 2598
MVP20-1SD/0001 | MVP20, 3/4" 2-STEP SOL, SOV, 3/4" SW CONN | 3092
MVP20-1SD/0021 | MVP20, 3/4" 2-STEP SOLENOID, SOV, 1" SW CONN | 3176
MVP20-1SD/0031 | MVP20, 3/4" 2-STEP SOL, SOV, 1-1/4" SW CONN | 3488
MVP20-2/0001 | MVP20, 3/4" SOL, HEV, 3/4" SW CONN | 2351
MVP20-2/0002 | MVP20, 3/4" SOL, HEV, 3/4" BW CONN | 2351
MVP20-2/0021 | MVP20, 3/4" SOL, HEV, 1" SW CONN | 2482
MVP20-2/0022 | MVP20, 3/4" SOL, HEV, 1" BW CONN | 2482
MVP20-2/0031 | MVP20, 3/4" SOL, HEV, 1-1/4" SW CONN | 2760
MVP20-2/0032 | MVP20, 3/4" SOL, HEV, 1-1/4" BW CONN | 2760
MVP20-2/0042 | MVP20, 3/4" SOL, HEV, 1-1/2" BW CONN | 3313
MVP20-2/A042 | MVP20,3/4" SOL,HEV,25% RED,1-1/2" BW CONN | 3313
MVP20-2/B001 | MVP20, 3/4" SOL,HEV,50% RED, 3/4" SW CONN | 2351
MVP20-2/B021 | MVP20,3/4" SOL,HEV,50% RED,1" SW CONN | 2482
MVP20-2-25/0001 | MVP20, 3/4" SOL, 1" HEV,3/4"SW CONN | 2351
MVP20-2-25/0021 | MVP20, 3/4" SOL, 1" HEV, 1" SW CONN | 2482
MVP20-2-32/0031 | MVP20,3/4" SOL,1-1/4" HEV,1-1/4" SW CONN | 2760
MVP20-2-32/0042 | MVP20, 3/4" SOL, 1-1/4" HEV, 1-1/2" BW CONN | 3313
MVP20-2-E/0001 | MVP20,3/4" SOL,HEV,EXT NECK,SS TRIM,3/4" SW CONN | 2645
MVP20-2-H/0001 | MVP20,3/4" SOL,HEV,HDWL,3/4" SW CONN | 2445
MVP20-2-H/0031 | MVP20, 3/4" SOL, HEV, HDWL, 1-1/4" SW CONN | 2854
MVP20-2MCV/0042 | MVP20,3/4" MCV,1" HEV,1-1/2" BW CONN | 8096
MVP20-2SD/0001 | MVP20,3/4" TWO-STEP SOL,HEV,3/4" SW CONN | 3106
MVP20-2SD/0021 | MVP20,3/4" TWO-STEP SOLENOID,HEV,1" SW CONN | 3237
MVP20-2SD/0022 | MVP20,3/4" TWO-STEP SOLENOID,HEV,1" BW CONN | 3237
MVP20-2SD/0031 | MVP20,3/4" TWO-STEP SOL,HEV,1-1/4" SW CONN | 3515
MVP20-3/0001 | MVP20, 3/4" SOL, SCKHEV, 3/4" SW CONN | 2684
MVP20-3/0002 | MVP20, 3/4" SOL, SCKHEV, 3/4" BW CONN | 2684
MVP20-3/0021 | MVP20, 3/4" SOL, SCKHEV, 1" SW CONN | 2816
MVP20-3/0022 | MVP20, 3/4" SOL, SCKHEV, 1" BW CONN | 2816
MVP20-3/0031 | MVP20 3/4" SOL, SCKHEV, 1-1/4" SW CONN | 3094
MVP20-3/0032 | MVP20,3/4" SOL,SCKHEV,1-1/4" BW CONN | 3094
MVP20-3/0042 | MVP20,3/4" SOL,SCKHEV,1-1/2" BW CONN | 3647
MVP20-3/A001 | MVP20,3/4" SOL,SCKHEV,25% RED,3/4" SW CONN | 2684
MVP20-3/B001 | MVP20, 3/4" SOL, SCKHEV, 50% RED, 3/4" SW CONN | 2684
MVP20-3/B002 | MVP20,3/4" SOL,SCKHEV,50% RED,3/4" BW CONN | 2684
MVP20-3/B021 | MVP20,3/4" SOL,SCKHEV,50% RED,1" SW CONN | 2816
MVP20-3/B031 | MVP20,3/4" SOL,SCKHEV,50% RED,1-1/4" SW CONN | 3094
MVP20-3-25/0021 | MVP20, 3/4" SOL, 1" SCKHEV, 1" SW CONN | 2816
MVP20-3-25/B031 | MVP20,3/4" SOL,1"SCKHEV,50% RED,1-1/4" SW CONN | 3094
MVP20-3-32/0031 | MVP20,3/4" SOL,1-1/4" SCKHEV,1-1/4" SW CONN | 3094
MVP20-3-H/0001 | MVP20, 3/4" SOL, SCKHEV, HDWL, 3/4" SW CONN | 2778
MVP20-3-H/0021 | MVP20,3/4" SOL,SCKHEV,HDWL,1" SW CONN | 2909
MVP20-3SD/0021 | MVP20,3/4" TWO-STEP SOL,SCKHEV,1" SW CONN | 3571
MVP20-3SD/0031 | MVP20, 3/4" TWO-STEP SOL, SCKHEV, 1-1/4" SW CONN | 3849
MVP20-3SD/B001 | MVP20, 3/4" TWO-STEP SOL, SCKHEV, 50% RED, 3/4" SW | 3439
MVP20-4/0001 | MVP20, 3/4" SOL, SCK, 3/4" SW CONN | 2668
MVP20-4/0002 | MVP20, 3/4" SOL, SCK, 3/4" BW CONN | 2668
MVP20-4/0021 | MVP20, 3/4" SOL, SCK, 1" SW CONN | 2753
MVP20-4/0022 | MVP20, 3/4" SOL, SCK, 1" BW CONN | 2753
MVP20-4/0031 | MVP20, 3/4" SOL, SCK, 1-1/4" SW CONN | 3064
MVP20-4/0042 | MVP20, 3/4" SOL, SCK, 1-1/2" BW CONN | 3525
MVP20-4/B002 | MVP20,3/4" SOL,SCK,50% RED,3/4" BW CONN | 2668
MVP20-4/B021 | MVP20,3/4" SOL,SCK,50% RED,1" SW CONN | 2753
MVP20-4-32/0031 | MVP20,3/4" SOL,1-1/4" SCK,1-1/4" SW CONN | 3064
MVP20-4-32/0032 | MVP20,3/4" SOL,1-1/4" SCK,1-1/4" BW CONN | 3064
MVP20-4A/0101 | MVP20, 3/4" REG RG A, SCK, 3/4" SW CONN | 2780
MVP20-4A/0131 | MVP20,3/4" REG RG A,SCK,1-1/4" SW CONN | 3198
MVP20-4A/0501 | MVP20, 3/4" REG RG V, SCK, 3/4" SW CONN | 3046
MVP20-4A/B131 | MVP20, 3/4" REG RG.A 50% REDUCED, SCK, 1-1/4" SW | 3198
MVP20-4AB/0101 | MVP20,3/4" REG RG.A,WO,SCK,3/4" SW CONN | 3236
MVP20-4AB/0121 | MVP20, 3/4" REG RG.A, WO, SCK, 1" SW CONN | 3322
MVP20-4AB/0142 | MVP20, 3/4" REG RG.A, WO, SCK, 1-1/2" BW CONN | 4132
MVP20-4ABK/0101 | MVP20, 3/4" HA4ABK, SCK, 3/4" SW CONN | 3338
MVP20-4ABK/0121 | MVP20, 3/4" HA4ABK, SCK, 1" SW CONN | 3425
MVP20-4AK/0101 | MVP20,3/4" HA4AK,RG.A,SCK,3/4" SW CONN | 2882
MVP20-4AK/0121 | MVP20,3/4" HA4AK,RG.A,SCK,1" SW CONN | 2968
MVP20-4AK/0131 | MVP20,3/4" HA4AK,RG.A,SCK,1-1/4" SW CONN | 3300
MVP20-4AK/B101 | MVP20,3/4" HA4AK RG.A,SCK,50%RED,3/4" SW CONN | 2882
MVP20-4AK-H/0101 | MVP20,3/4" HA4AK,RG.A, HDWL, SCK,3/4" SW CONN | 2976
MVP20-4AO/0121 | MVP20,3/4" OUT PRES REG RG.V,SCK,1" SW CONN | 3341
MVP20-4AOS/0121 | MVP20,3/4" OUT PRES REG RG.V ELEC,SCK,1" SW CONN | 3797
MVP20-4AOS/0301 | MVP20,3/4" OUTLET PRES REG RG.B,ELEC,SCK,3/4" SW | 3711
MVP20-4AOS/A121 | MVP20,3/4"OUT REG,RG.V,ELEC,SCK,25%RED,1" SW CON | 3797
MVP20-4AS/0102 | MVP20,3/4" REG W/ELEC SO,RG A,SCK,3/4" BW CONN | 3236
MVP20-4AS/0131 | MVP20,3/4" REG W/ELEC SO,RG A,SCK,1-1/4" SW CONN | 3530
MVP20-4-H/0001 | MVP20,3/4" SOL,SCK,HDWL,3/4" SW CONN | 2762
MVP20-4-H/0021 | MVP20,3/4" SOL,SCK,HDWL,1" SW CONN | 2846
MVP20-4-H/A001 | MVP20,3/4" SOL,SCK,HDWL,25% RED,3/4" SW CONN | 2762
MVP20-4MCR/0031 | MVP20, 3/4" MCR, SCK, 1-1/4" SW CONN | 7846
MVP20-4MCR/0042 | MVP20,3/4"MCR,SCK,1-1/2" BW CONN | 8306
MVP20-6/0021 | MVP20, 3/4" SOLENOID, BLANK, 1" SW CONN | 2005
MVP20-6AK/0102 | MVP20, 3/4" HA4AK RG A, BLANK, 3/4" BW CONN | 2141
MVP20-6AK/0132 | MVP20,3/4" HA4AK RG A,BLANK,1-1/4" BW CONN | 2349
MVP20-7MCR/0001 | MVP20,3/4"SOLENOID,MCR,3/4"SW CONN | 8053
MVP20-7MCR/0021 | MVP20,3/4"SOLENOID,MCR,1"SW CONN | 8185
MVP20-7MCR/0022 | MVP20,3/4"SOLENOID,MCR,1"BW CONN | 8185
MVP20-7MCR/0031 | MVP20,3/4"SOLENOID,MCR,1-1/4"SW CONN | 8461
MVP20-7MCR/0042 | MVP20,3/4"SOLENOID,MCR,1-1/2"BW CONN | 9014
MVP20-7MCV/0001 | MVP20,3/4"SOLENOID,MCV,3/4"SW CONN | 8053
MVP20-7MCV/0021 | MVP20,3/4"SOLENOID,MCV,1"SW CONN | 8185
MVP25-1/2021 | MVP25, 1" SOL, SOV, 1" SW CONN | 2788
MVP25-1/2022 | MVP25, 1.0" SOL, SOV, 1" BW CONN | 2788
MVP25-1/2031 | MVP25, 1" SOL, SOV, 1-1/4" SW CONN | 3103
MVP25-1/2032 | MVP25, 1" SOL, SOV, 1-1/4" BW CONN | 3103
MVP25-1/2042 | MVP25,1" SOLENOID,SOV,1-1/2" BW CONN | 3556
MVP25-1A/2121 | MVP25, 1" REG RG. A, SOV, 1" SW CONN | 2725
MVP25-1A/2122 | MVP25, 1" REG RG. A, SOV, 1" BW CONN | 2725
MVP25-1A/2131 | MVP25, 1" REG RG. A, SOV, 1-1/4" SW CONN | 3040
MVP25-1A/2132 | MVP25,1" REG RG. A,SOV,1-1/4" BW CONN | 3040
MVP25-1A/2142 | MVP25, 1" REG RG. A, SOV, 1-1/2" BW CONN | 3497
MVP25-1A/2331 | MVP25, 1" REG RG.B, SOV, 1-1/4" SW CONN | 3040
MVP25-1A/2521 | MVP25, 1" REG RG. V, SOV, 1" SW CONN | 2992
MVP25-1AB/2121 | MVP25,1" REG RG. A WO,SOV,1" SW CONN | 3181
MVP25-1AB/2122 | MVP25, 1.0" REG RG.A WO, SOV, 1" BW CONN | 3181
MVP25-1AB/2131 | MVP25,1" REG RG.A WO,SOV,1-1/4" SW CONN | 3496
MVP25-1AB/2132 | MVP25,1" REG RG.A WO,SOV,1-1/4" BW CONN | 3496
MVP25-1AB/2142 | MVP25,1" REG RG.A WO,SOV,1-1/2" BW CONN | 3953
MVP25-1AB/2321 | MVP25,1" REGULATOR RG B,WO,SOV,1" SW CONN | 3181
MVP25-1AB-H/2121 | MVP25, 1" REG RG. A WO, SOV, HDWL, 1" SW CONN | 3275
MVP25-1ABK/2121 | MVP25, 1" HA4ABK RG A WO, SOV, 1" SW CONN | 3283
MVP25-1ABK/2122 | MVP25, 1" HA4ABK RG A WO, SOV, 1" SW CONN | 3283
MVP25-1ABK/2131 | MVP25,1" HA4ABK RG A WO,SOV,1-1/4" SW CONN | 3598
MVP25-1ABK/2132 | MVP25,1" HA4ABK RG A WO,SOV,1-1/4" BW CONN | 3598
MVP25-1ABK/2321 | MVP25,1" HA4ABK RG B WO, SOV, 1" SW CONN | 3169
MVP25-1AD/2121 | MVP25, 1" REG RG. A DUAL, SOV, 1" SW CONN | 3668
MVP25-1AD/2122 | MVP25, 1" REG RG. A DUAL, SOV, 1" BW CONN | 3668
MVP25-1AD/2131 | MVP25, 1" REG RG. A DUAL,SOV,1-1/4" SW CONN | 3983
MVP25-1AD/2132 | MVP25,1" REG RG. A DUAL,SOV,1-1/4" BW CONN | 3983
MVP25-1AD/2142 | MVP25, 1" REG RG. A DUAL, SOV, 1-1/2" BW CONN | 4440
MVP25-1AD-H/2131 | MVP25,1" REG RG. A DUAL,SOV,HDWL,1-1/4" SW CONN | 4076
MVP25-1AD-H/2142 | MVP25,1" REG RG. A DUAL,SOV,HW,1-1/2" BW CONN | 4534
MVP25-1ADM-H/2121 | MVP25,1" PRESS REG DUAL,MTR CMP,HDWL,SOV,1" SW | 5254
MVP25-1ADM-H/2142 | MVP25,1" PRESS REG DUAL,MTR CMP,HDWL,SOV,1-1/2"BW | 6026
MVP25-1ADS/2121 | MVP25,1" DUAL REG RG. A ELEC SO,SOV,1" SW CONN | 4124
MVP25-1ADS/2131 | MVP25,1" DUAL REG RG. A ELEC SO,SOV,1-1/4" SW CONN | 4439
MVP25-1ADS/2142 | MVP25,1" DUAL REG RG. A ELEC SO,SOV,1-1/2" BW | 4896
MVP25-1A-H/2121 | MVP25, 1" REG RG.A, SOV, HDWL, 1" SW CONN | 2820
MVP25-1AK/2121 | MVP25,1" HA4AK RG A,SOV,1" SW CONN | 2827
MVP25-1AK/2122 | MVP25,1" HA4AK,RG.A,SOV,1" BW CONN | 2827
MVP25-1AK/2131 | MVP25,1" HA4AK,RG.A,SOV,1-1/4" SW CONN | 3142
MVP25-1AK/2132 | MVP25,1" HA4AK,RG.A,SOV,1-1/4" BW CONN | 3142
MVP25-1AK/2142 | MVP25,1" HA4AK,RG.A,SOV,1-1/2" BW CONN | 3599
MVP25-1AK/2321 | MVP25,1" HA4AK,RG.B,SOV,1" SW CONN | 2827
MVP25-1AK/2342 | MVP25,1" HA4AK,RG.B,SOV,1-1/2" BW CONN | 3599
MVP25-1AK-H/2121 | MVP25,1" HA4AK RG A,SOV,HDWL,1" SW CONN | 2921
MVP25-1AKS/2121 | MVP25, 1" HA4AK RG. A ELEC, SOV, 1" SW CONN | 3283
MVP25-1AKS/2122 | MVP25,1" HA4AK RG.A,SOV,1" BW CONN | 3283
MVP25-1AKS/2131 | MVP25,1" HA4AK RG. A,SOV,1-1/4" SW CONN | 3598
MVP25-1AKS/2132 | MVP25,1" HA4AK RG.A ELEC,SOV,1-1/4" BW CONN | 3598
MVP25-1AL/2121 | MVP25,1" DIFF PRES REG RG.A,SOV,1" SW CONN | 3041
MVP25-1AL/2122 | MVP25,1" DIFF PRES REG RG A,SOV,1" BW CONN | 3041
MVP25-1AL/2131 | MVP25,1" DIFF PRES REG RG.A,SOV,1-1/4" SW CONN | 3356
MVP25-1AL/2132 | MVP25,1" DIFF PRES REG RG A,SOV,1-1/4" BW CONN | 3356
MVP25-1AM/2121 | MVP25,1" EMC REG RG.A,SOV,1" SW CONN | 4218
MVP25-1AM/2122 | MVP25,1" EMC REG RG.A,SOV,1" BW CONN | 4218
MVP25-1AM/2131 | MVP25,1" EMC REG RG.A,SOV,1-1/4" SW CONN | 4533
MVP25-1AM/2132 | MVP25,1" EMC REG RG.A,SOV,1-1/4" BW CONN | 4533
MVP25-1AM/2142 | MVP25,1" EMC REG RG.A, SOV, 1-1/2" BW CONN | 4990
MVP25-1AO/2121 | MVP25,1" OUT PRES REG RG V,SOV,1" SW CONN | 3200
MVP25-1AO/2122 | MVP25,1" OUT PRES REG RG V,SOV,1" BW CONN | 3200
MVP25-1AO/2131 | MVP25,1" OUT PRES REG RG V,SOV,1-1/4" SW CONN | 3515
MVP25-1AO/2132 | MVP25,1" OUT PRES REG RG V,SOV,1-1/4" BW CONN | 3515
MVP25-1AO/2142 | MVP25,1" OUT PRES REG RG V,SOV,1-1/2" BW CONN | 3972
MVP25-1AO/2321 | MVP25,1" OUT PRES REG RG B,SOV,1" SW CONN | 3200
MVP25-1AO/2342 | MVP25,1" OUT PRES REG RG B,SOV,1-1/2" BW CONN | 3972
MVP25-1AO-H/2121 | MVP25,1" OUT PRES REG RG V,SOV,HDWL,1" SW CONN | 3294
MVP25-1AOS/2121 | MVP25,1" OUT PRES REG RG.V ELEC,SOV,1" SW CONN | 3656
MVP25-1AOS/2131 | MVP25,1" OUT PRES REG RG.V ELEC,SOV,1-1/4" SW CONN | 3971
MVP25-1AOS/2142 | MVP25,1" OUT PRES REG RG.V ELEC,SOV,1-1/2" BW CONN | 4428
MVP25-1AOS/2321 | MVP25,1" OUT PRES REG RG.B ELEC,SOV,1" SW CONN | 3656
MVP25-1AOS/2342 | MVP25,1" OUT PRES REG RG.B ELEC,SOV,1-1/2" BW CONN | 4428
MVP25-1AOS-H/2121 | MVP25,1" OUT PRES REG RG.V ELEC,SOV,HDWL,1"SW CONN | 3750
MVP25-1AOS-H/2321 | MVP25,1" OUT PRES REG RG.B ELEC,HDWL,SOV,1"SW CONN | 3750
MVP25-1AP/2121 | MVP25,1" PNEUM PRES REG RG A,SOV,1" SW CONN | 2882
MVP25-1AP/2122 | MVP20,1" PNEUM PRES REG RG A,SOV,1" BW CONN | 2882
MVP25-1AP/2131 | MVP25,1" PNEUM PRES REG RG A,SOV,1-1/4" SW CONN | 3197
MVP25-1AP/2132 | MVP25,1" PNEUM PRES REG RG A,SOV,1-1/4" BW CONN | 3197
MVP25-1AS/2121 | MVP25, 1" REG RG. A ELEC, SOV, 1" SW CONN | 3181
MVP25-1AS/2122 | MVP25, 1" REG RG. A ELEC, SOV, 1" BW CONN | 3181
MVP25-1AS/2131 | MVP25, 1" REG W/ELEC SO, RG.A, SOV, 1-1/4" SW CONN | 3496
MVP25-1AS/2132 | MVP25,1" REG RG.A ELEC,SOV,1-1/4" BW CONN | 3496
MVP25-1AS/2142 | MVP25, 1" REG RG. A ELEC, SOV, 1-1/2" BW CONN | 3953
MVP25-1AS/2542 | MVP25,1" REG RG. V ELEC,SOV,1-1/2" BW CONN | 4220
MVP25-1ASB/2142 | MVP25,1"REG,RG A ELEC,WO,SOV, 1 1/2" BW CONN | 4409
MVP25-1AS-H/2121 | MVP25,1" REG RG.A ELEC SO,SOV,HDWL,1" SW CONN | 3275
MVP25-1-E/2021 | MVP25,1" SOL,SOV,EXT NECK,SS TRIM,1" SW CONN | 3082
MVP25-1-H/2021 | MVP25,1" SOL,SOV,HDWL,1" SW CONN | 2882
MVP25-1-H/2031 | MVP25,1" SOL,SOV,HDWL,1-1/4" SW CONN | 3197
MVP25-1-HE/2021 | MVP25,1" SOL,SOV,EXT NECK,SS TRIM,HWL, 1" SW CONN | 3176
MVP25-1MCR/2021 | MVP25,1"MCR,SOV,1"SW CONN | 7571
MVP25-1MCR/2031 | MVP25,1"MCR,SOV,1-1/4"SW CONN | 7885
MVP25-1MCR/2042 | MVP25,1"MCR,SOV,1-1/2"BW CONN | 8339
MVP25-1MCV/2021 | MVP25,1"MCV,SOV,1"SW CONN | 7571
MVP25-1MCV/2031 | MVP25,1"MCV,SOV,1-1/4" SW CONN | 7885
MVP25-1MCV-H/2031 | MVP25,1"MCV,SOV,HDWL,1-1/4" SW CONN | 7979
MVP25-1-S/2021 | MVP25, 1" SOL, 100 MESH, 1" SW CONN | 2965
MVP25-1-S/2031 | MVP25,1" SOL,100 MESH,SOV,1-1/4" SW CONN | 3280
MVP25-1SD/2021 | MVP25, 1" 2-STEP SOL, SOV, 1" SW CONN | 3544
MVP25-1SD/2022 | MVP25, 1" 2-STEP SOL, SOV, 1" BW CONN | 3665
MVP25-1SD/2031 | MVP25, 1" 2-STEP SOL, SOV, 1-1/4" SW CONN | 3858
MVP25-1SD/2042 | MVP25, 1" 2-STEP SOL, SOV, 1-1/2" BW CONN | 4311
MVP25-2/2021 | MVP25, 1" SOL, HEV, 1" SW CONN | 2852
MVP25-2/2022 | MVP25, 1" SOL, HEV, 1" BW CONN | 2852
MVP25-2/2031 | MVP25, 1" SOL, HEV, 1-1/4" SW CONN | 3130
MVP25-2/2032 | MVP25, 1" SOL, HEV, 1-1/4" BW CONN | 3130
MVP25-2/2042 | MVP25, 1" SOL, HEV, 1-1/2" BW CONN | 3680
MVP25-2-32/2042 | MVP25,1" SOL,1-1/4" HEV,1-1/2" BW CONN | 3680
MVP25-2-H/2021 | MVP25,1" SOL,HEV,HDWL,1" SW CONN | 2945
MVP25-2-H/2031 | MVP25,1" SOL,HEV,HDWL,1-1/4" SW CONN | 3223
MVP25-2SD/2021 | MVP25, 1" 2-STEP SOLENOID, HEV, 1" SW CONN | 3607
MVP25-2SD/2022 | MVP25, 1" 2-STEP SOLENOID, HEV, 1" BW CONN | 3607
MVP25-2SD/2031 | MVP25,1" 2-STEP SOLENOID,HEV,1-1/4" SW CONN | 3885
MVP25-2SD/2042 | MVP25,1" 2-STEP SOLENOID,HEV,1-1/2" BW CONN | 4436
MVP25-3/2021 | MVP25, 1" SOL, SCKHEV, 1" SW CONN | 3275
MVP25-3/2022 | MVP25, 1" SOL, SCKHEV, 1" BW CONN | 3275
MVP25-3/2031 | MVP25, 1" SOL, SCKHEV, 1-1/4" SW CONN | 3554
MVP25-3/2032 | MVP25, 1" SOL, SCKHEV, 1-1/4" BW CONN | 3554
MVP25-3/2042 | MVP25, 1" SOL, SCKHEV, 1-1/2" BW CONN | 4105
MVP25-3-32/2031 | MVP25,1" SOL,1-1/4" SCKHEV,1-1/4" SW CONN | 3554
MVP25-3-H/2021 | MVP25,1" SOL,SCKHEV,HDWL,1" SW CONN | 3369
MVP25-3-H/2031 | MVP25, 1" SOL, SCKHEV, HDWL, 1-1/4" SW CONN | 3648
MVP25-3-HE/2042 | MVP25,1"SOL,SCKHEV,EXT,HW,1-1/2" BW CONN | 4492
MVP25-3SD/2021 | MVP25,1" 2-STEP SOL,SCKHEV,1" SW CONN | 4030
MVP25-4/2021 | MVP25, 1" SOLENOID, SCK, 1" SW CONN | 3215
MVP25-4/2022 | MVP25, 1" SOLENOID, SCK, 1" BW CONN | 3215
MVP25-4/2031 | MVP25, 1" SOLENOID, SCK, 1-1/4" SW CONN | 3526
MVP25-4/2032 | MVP25, 1" SOLENOID, SCK, 1-1/4" BW CONN | 3526
MVP25-4/2042 | MVP25, 1" SOLENOID, SCK, 1-1/2" BW CONN | 3984
MVP25-4A/2121 | MVP25, 1" REG RG. A, SCK, 1" SW CONN | 3153
MVP25-4A/2131 | MP25,1" REG RG.A,SCK,1-1/4" SW CONN | 3468
MVP25-4ABK/2121 | MVP25, 1" HA4ABK RG.A WO, SCK, 1" SW CONN | 3711
MVP25-4ABK/2131 | MVP25, 1" HA4ABK RG A WO, SCK, 1-1/4" SW CONN | 4026
MVP25-4AK/2121 | MVP25,1" HA4AK,RG.A,SCK,1" SW CONN | 3255
MVP25-4AK/2131 | MVP25,1" HA4AK,RG.A,SCK,1-1/4" SW CONN | 3570
MVP25-4AK/2142 | MVP25,1" HA4AK,RG.A,SCK,1-1/2" BW CONN | 4024
MVP25-4AK/2321 | MVP25,1" HA4AK,RG.B,SCK,1" SW CONN | 3255
MVP25-4AK-E/2121 | MVP25,1" HA4AK,RG.A,SCK, EXT NECK, 1" SW CONN | 3549
MVP25-4AK-H/2121 | MVP25,1" HA4AK,RG.A,SCK,HDWL,1" SW CONN | 3349
MVP25-4AK-H/2131 | MVP25,1" HA4AK,RG.A,SCK,HDWL,1-1/4" " SW CONN | 3664
MVP25-4AOS/2131 | MVP25,1" OUT PRES REG RG.V ELEC,SCK,1-1/4" SW CONN | 4399
MVP25-4AS/2121 | MVP25,1" REG W/ELEC SO,RG.A,SCK,1" SW CONN | 3609
MVP25-4AS/2131 | MVP25,1" REG W/ELEC SO,RG.A,SCK,1-1/4" SW CONN | 3924
MVP25-4-E/2021 | MVP25, 1" SOLENOID, SCK, EXT NECK,1" SW CONN | 3508
MVP25-4-H/2021 | MVP25,1"SOL,SCK,HDWL,1" SW CONN | 3309
MVP25-4-H/2031 | MVP25,1"SOL,SCK,HDWL,1-1/4" SW CONN | 3619
MVP25-4MCR/2042 | MVP25,1"MCR,SCK,1-1/2"BW CONN | 8766
MVP25-5AK/2121 | ENG,MVP25, 1" HA4AK RG A, CHECK, 1" SW CONN | 2837
MVP25-6/2021 | MVP25, 1" SOLENOID, BLANK, 1" SW CONN | 2372
MVP25-6/2031 | MVP25,1" SOL,BLANK,1-1/4" SW CONN | 2526
MVP25-6-H/2021 | MVP25,1" SOLENOID,BLANK,HDWL,1" SW CONN | 2466
MVP25-7MCR/2021 | MVP25,1"SOLENOID,MCR,1"SW CONN | 8553
MVP25-7MCR/2031 | MVP25,1"SOLENOID,MCR,1-1/4"SW CONN | 8829
MVP25-7MCR/2042 | MVP25,1"SOLENOID,MCR,1-1/2"BW CONN | 9065
MVP25-7MCR-H/2021 | MVP25,1"SOLENOID,MCR,HW,1"SW CONN | 8646
MVP25-7MCV/2021 | MVP25,1"SOLENOID,MCV,1"SW CONN | 8553
MVP25-7MCV/2031 | MVP25,1"SOLENOID,MCV,1-1/4" SW CONN | 8829
MVP25-7MCV-H/2021 | MVP25,1"SOLENOID,MCV,HW,1"SW CONN | 8646
MVP32-1/3031 | MVP32, 1-1/4" SOL, SOV, 1-1/4" SW CONN | 3204
MVP32-1/3032 | MVP32, 1-1/4" SOL, SOV, 1-1/4" BW CONN | 3204
MVP32-1/3042 | MVP32, 1-1/4" SOL, SOV, 1-1/2" BW CONN | 3629
MVP32-1A/3131 | MVP32, 1-1/4" REG RG. A, SOV, 1-1/4" SW CONN | 3176
MVP32-1A/3132 | MVP32, 1-1/4" REG RG. A, SOV, 1-1/4" BW CONN | 3176
MVP32-1A/3142 | MVP32,1-1/4" REG RG. A,SOV,1-1/2" BW CONN | 3604
MVP32-1A/3331 | MVP32,1-1/4" REG RG. B,SOV,1-1/4" SW CONN | 3176
MVP32-1AB/3131 | MVP32,1-1/4" REG RG. A WO,SOV,1-1/4" SW CONN | 3632
MVP32-1AB/3132 | MVP32,1-1/4" REG RG.A WO,SOV,1-1/4" BW CONN | 3632
MVP32-1AB/3142 | MVP32, 1-1/4" REG RG. A WO, SOV, 1-1/2" BW CONN | 4059
MVP32-1AB/3331 | MVP32,1-1/4" REG RG.B WO,SOV,1-1/4" SW CONN | 3632
MVP32-1AB/3342 | MVP32, 1-1/4" REG RG. B WO, SOV, 1-1/2" BW CONN | 4059
MVP32-1AB-H/3131 | MVP32,1-1/4" REG RG.A WO,SOV,HDWL,1-1/4" SW CONN | 3726
MVP32-1ABK/3131 | MVP32, 1-1/4" HA4ABK RG.A WO, SOV, 1-1/4" SW CONN | 3733
MVP32-1ABK/3132 | MVP32,1-1/4" HA4ABK RG.A WO,SOV,1-1/4" BW CONN | 3733
MVP32-1AD/3131 | MVP32,1-1/4" REG RG. A DUAL,SOV,1-1/4" SW CONN | 4119
MVP32-1AD/3132 | MVP32,1-1/4" REG RG. A DUAL,SOV,1-1/4" BW CONN | 4119
MVP32-1AD/3142 | MVP32,1-1/4" REG RG. A DUAL,SOV,1-1/2" BW CONN | 4545
MVP32-1ADB/3132 | MVP32,1-1/4" REG RG. A DUAL,SOV,WO,1-1/4" BW CONN | 4573
MVP32-1ADD/3131 | 1-1/4" (32mm) THREE PRES. REG.RG.A/A/A | 5061
MVP32-1ADK/3131 | MVP32,1-1/4" DUAL RESEAT RLF RG.A/A,SOV,1-1/4" SW | 4221
MVP32-1ADM/3131 | MVP32,1-1/4"REG RG.A DUAL,MTR CMP,SOV,1-1/4"SW CON | 6131
MVP32-1ADM/3142 | MVP32,1-1/4"REG RG.A DUAL,MTR CMP,SOV,1-1/2"BW CON | 6038
MVP32-1ADM-H/3131 | MVP32,1-1/4" REG DUAL,MTRCMP,HDWL,SOV,1-1/4"SW CON | 6225
MVP32-1ADM-H/3142 | MVP32,1-1/4"REGRG.A DUAL,MTR CMP,SOV,HDWL,1-1/2"BW | 6131
MVP32-1ADS/3131 | MVP32,1-1/4" DUAL REG RG A,ELEC SO,SOV,1-1/4" SW | 4575
MVP32-1ADS/3142 | MVP32,1-1/4" DUAL REG RG. A ELEC SO,SOV,1-1/2" BW | 5001
MVP32-1ADS-H/3131 | MVP32,1-1/4" DUAL REG RG A,ELEC,SOV,HW,1-1/4" SW | 4668
MVP32-1A-H/3131 | MVP32,1-1/4" REG RG. A,SOV,HDWL,1-1/4" SW CONN | 3270
MVP32-1AK/3131 | MVP32, 1-1/4" HA4AK RG.A, SOV, 1-1/4" SW CONN | 3278
MVP32-1AK/3132 | MVP32, 1-1/4" HA4AK RG.A, SOV, 1-1/4" BW CONN | 3278
MVP32-1AK/3142 | MVP32, 1-1/4" HA4AK RG.A, SOV, 1-1/2" BW CONN | 3705
MVP32-1AK-H/3131 | MVP32,1-1/4" HA4AK RG.A, SOV,HDWL,1-1/4" SW CONN | 3372
MVP32-1AKS/3131 | MVP32,1-1/4" HA4AK RG.A ELEC,SOV,1-1/4" SW CONN | 3733
MVP32-1AKS/3132 | MVP32,1-1/4" HA4AK RG.A ELEC,SOV,1-1/4" BW CONN | 3733
MVP32-1AL/3131 | MVP32,1-1/4" DIFF PRES REG RG.A,SOV,1-1/4" SW CONN | 3492
MVP32-1AL/3132 | MVP32,1-1/4" DIFF PRES REG RG A,SOV,1-1/4" BW CONN | 3492
MVP32-1AM/3131 | MVP32, 1-1/4" EMC REG RG.A,SOV,1-1/4" SW CONN | 4668
MVP32-1AM/3132 | MVP32,1-1/4" EMC REG RG.A,SOV,1-1/4" BW CONN | 4668
MVP32-1AO/3131 | MVP32,1-1/4" OUT PRES REG RG V,SOV,1-1/4" SW CONN | 3651
MVP32-1AO/3132 | MVP32,1-1/4" OUT PRES REG RG V,SOV,1-1/4" BW CONN | 3651
MVP32-1AO/3331 | MVP32,1-1/4" OUT PRESS REG RG.B,SOV,1-1/4" SW CONN | 3651
MVP32-1AOS/3131 | MVP32,1-1/4" OUT PRES REG RGV ELEC,SOV,1-1/4"SW CO | 4106
MVP32-1AOS/3142 | MVP32,1-1/4" OUT PRES REG RG.V ELEC,SOV,1-1/2"BW | 4534
MVP32-1AOS/3342 | MVP32,1-1/4" OUT PRES REG RG.B ELEC,SOV,1-1/2"BW | 4534
MVP32-1AOSB/3131 | MVP32,1-1/4" OUT REG RG.V,ELEC,WO,SOV,1-1/4"SW | 4562
MVP32-1AP/3131 | MVP32,1-1/4" PNEUM PRES REG RG A,SOV,1-1/4"SW CONN | 3332
MVP32-1AP/3132 | MVP32,1-1/4" PNEUM PRES REG RG A,SOV,1-1/4"BW CONN | 3332
MVP32-1AS/3131 | MVP32,1-1/4" REG RG. A ELEC,SOV,1-1/4" SW CONN | 3632
MVP32-1AS/3132 | MVP32,1-1/4" REG RG. A ELEC,SOV,1-1/4" BW CONN | 3632
MVP32-1AS/3142 | MVP32,1-1/4" REG RG. A ELEC,SOV,1-1/2" BW CONN | 4059
MVP32-1AS/3531 | MVP32,1-1/4" REG RG.V ELEC,SOV,1-1/4" SW CONN | 3897
MVP32-1AS/3542 | MVP32,1-1/4" REG RG.V ELEC,SOV,1-1/2" BW CONN | 4325
MVP32-1ASB/3131 | MVP32,1-1/4" REG RG.A ELEC,WO,SOV,1-1/4" SW CONN | 4087
MVP32-1ASB/3142 | MVP32, 1-1/4" REG RG. A ELEC,WO,SOV,1-1/2" BW CONN | 4515
MVP32-1AS-H/3131 | MVP32,1-1/4" REG RG.A ELEC,SOV,HDWL,1-1/4" SW CONN | 3726
MVP32-1-H/3031 | MVP32,1-1/4" SOL,SOV,HDWL,1-1/4" SW CONN | 3298
MVP32-1MCR/3031 | MVP32,1-1/4"MCR,SOV,1-1/4"SW CONN | 7986
MVP32-1MCR/3042 | MVP32,1-1/4" MCR, SOV, 1-1/2" BW CONN. | 8412
MVP32-1MCRB/3031 | MVP32,1-1/4"MCRB,SOV,1-1/4"SW CONN | 7986
MVP32-1MCV/3031 | MVP32,1-1/4"MCV,SOV,1-1/4"SW CONN | 7986
MVP32-1MCV/3042 | MVP32,1-1/4"MCV,SOV,1-1/2"BW CONN | 8412
MVP32-1-S/3031 | MVP32, 1-1/4" SOL, 100 MESH, 1-1/4" SW CONN | 3381
MVP32-1SD/3031 | MVP32,1-1/4" 2-STEP SOL,SOV,1-1/4" SW CONN | 3960
MVP32-1SD/3042 | MVP32,1-1/4" 2-STEP SOL,SOV,1-1/2" BW CONN | 4384
MVP32-1SD-H/3031 | MVP32,1-1/4" 2-STEP SOL,SOV,HDWL,1-1/4" SW CONN | 4053
MVP32-2/3031 | MVP32, 1-1/4" SOL, HEV, 1-1/4" SW CONN | 3228
MVP32-2/3032 | MVP32, 1-1/4" SOL, HEV, 1-1/4" BW CONN | 3228
MVP32-2/3042 | MVP32, 1-1/4" SOL, HEV, 1-1/2" BW CONN | 3746
MVP32-2-E/3031 | MVP32,1-1/4" SOL,HEV,EXT NECK,SS TRIM,1-1/4" SW | 3521
MVP32-2-E/3042 | MVP32,1-1/4" SOL,HEV,EXT NECK,SS TRIM,1-1/2"BW CON | 4039
MVP32-2-H/3031 | MVP32,1-1/4" SOL,HEV,HDWL,1-1/4" SW CONN | 3321
MVP32-2SD/3031 | MVP32,1-1/4" 2-STEP SOLENOID,HEV,1-1/4" SW CONN | 3983
MVP32-2SD/3042 | MVP32,1-1/4" 2-STEP SOL,HEV,1-1/2" BW CONN | 4501
MVP32-3/3031 | MVP32, 1-1/4" SOL, SCKHEV, 1-1/4" SW CONN | 3797
MVP32-3/3032 | MVP32, 1-1/4" SOL, SCKHEV, 1-1/4" BW CONN | 3797
MVP32-3/3042 | MVP32, 1-1/4" SOL, SCKHEV, 1-1/2" BW CONN | 4311
MVP32-3-E/3031 | MVP32,1-1/4" SOL,SCKHEV,EXT NECK,SS TRIM,1-1/4" SW | 4091
MVP32-3-H/3031 | MVP32, 1-1/4" SOL, SCKHEV, HDWL, 1-1/4" SW CONN | 3891
MVP32-3-H/3042 | MVP32,1-1/4" SOL,SCKHEV,HDWL,1-1/2" BW CONN | 4405
MVP32-3MCR/3042 | MVP32,1-1/4" MCR, SCKHEV, 1-1/2" BW CONN. | 9094
MVP32-3SD/3031 | MVP32,1-1/4" TWO-STEP SOL,SCKHEV,1-1/4" SW CONN | 4553
MVP32-3SD/3042 | MVP32, 1-1/4" TWO-STEP SOL, SCKHEV, 1-1/2" BW CONN | 5067
MVP32-4/3031 | MVP32, 1-1/4" SOLENOID, SCK, 1-1/4" SW CONN | 3768
MVP32-4/3042 | MVP32,1-1/4" SOLENOID,SCK,1-1/2" BW CONN | 4198
MVP32-4A/3131 | MVP32,1-1/4" REG RG A, SCK, 1-1/4" SW CONN | 3747
MVP32-4AB/3131 | MVP32,1-1/4" REG RG.A,WO,SCK,1-1/4" SW CONN | 4203
MVP32-4ABK/3131 | MVP32,1-1/4" HA4ABK,RGA,WO,SCK,1-1/4" SW CONN | 4305
MVP32-4ABK/3142 | MVP32,1-1/4" HA4ABK RG.A,WO,SCK,1-1/2"BW CONN | 4729
MVP32-4AK/3131 | MVP32,1-1/4" HA4AK,RG.A,SCK,1-1/4" SW CONN | 3849
MVP32-4AK/3142 | MVP32,1-1/4" HA4AK,RG.A,SCK,1-1/2" BW CONN | 4273
MVP32-4AK-H/3131 | MVP32,1-1/4" HA4AK RG.A,SCK,HDWL,1-1/4" SW | 3943
MVP32-4AOS/3142 | MVP32,1-1/4" OUTLET REG RG.V,ELEC,SCK,1-1/2" BW | 5102
MVP32-4AS/3131 | MVP32, 1-1/4" REG RG. A ELEC, SCK, 1-1/4" SW CONN | 4203
MVP32-4AS/3142 | MVP32,1-1/4" REG RG. A ELEC,SCK,1-1/2" BW CONN | 4627
MVP32-4-H/3031 | MVP32,1-1/4" SOL,SCK,HDWL,1-1/4" SW CONN | 3862
MVP32-4MCV/3031 | MVP32,1-1/4" MCV,SCK,1-1/4" SW CONN | 8427
MVP32-4-NO/3031 | MVP32, 1-1/4" SOLENOID, NO, SCK, 1-1/4" SW CONN | 4030
MVP32-4SD/3042 | MVP32,2-STEP SOL,SCK,1-1/2" BW CONN | 4953
MVP32-6/3031 | MVP32, 1-1/4" SOLENOID, BLANK, 1-1/4" SW CONN | 2667
MVP32-6/3042 | MVP32, 1-1/4" SOLENOID, BLANK, 1-1/2" BW CONN | 2882
MVP32-6AD/3142 | MVP32,1-1/4" DUAL REG RG.A,BLANK,1-1/2" BW CONN | 3798
MVP32-6AK/3131 | MVP32,1-1/4" HA4AK RG.A,BLANK,1-1/4" SW CONN | 2746
MVP32-6AS/3142 | MVP32,1-1/4" REG RG. A ELEC,BLANK,1-1/2" BW CONN | 3312
MVP32-7MCR/3031 | MVP32,1-1/4"SOLENOID,MCR,1-1/4"SW CONN | 8929
MVP32-7MCR/3042 | MVP32,1-1/4"SOLENOID,MCR,1-1/2"BW CONN | 9444
MVP32-7MCV/3031 | MVP32,1-1/4"SOLENOID,MCV,1-1/4"SW CONN | 8929
MVP40-1/4041 | MVP40, 1-1/2" SOL, SOV, 1-1/2" SW CONN | 4356
MVP40-1/4042 | MVP40,1-1/2" SOL,SOV,1-1/2" BW CONN | 4356
MVP40-1/4051 | MVP40, 1-1/2" SOL, SOV, 2" SW CONN | 4562
MVP40-1/4052 | MVP40, 1-1/2" SOL, SOV, 2" BW CONN | 4562
MVP40-1/4062 | MVP40, 1-1/2" SOLENOID, SOV, 2-1/2" BW CONN | 5093
MVP40-1/B041 | MVP40, 1-1/2" SOL, SOV, 50% RED, 1-1/2" SW CONN | 4356
MVP40-1/B042 | MVP40,1-1/2" SOL,SOV,50% RED,1-1/2" BW CONN | 4356
MVP40-1/B051 | MVP40,1-1/2" SOL,SOV,50% RED,2" SW CONN | 4562
MVP40-1/B062 | MVP40,1-1/2" SOL,SOV,50% RED,2-1/2" BW CONN | 5093
MVP40-1A/4141 | MVP40,1-1/2" REG, RG. A,SOV,1-1/2" SW CONN | 4324
MVP40-1A/4151 | MVP40, 1-1/2" REG RG. A, SOV, 2" SW CONN | 4531
MVP40-1A/4152 | MVP40, 1-1/2" REG RG. A, SOV, 2" BW CONN | 4531
MVP40-1A/4162 | MVP40,1-1/2" REG RG. A,SOV,2-1/2" BW CONN | 5062
MVP40-1A/A141 | MVP40,1-1/2" REG,RG. A,SOV,25%RED,1-1/2" SW CONN | 4324
MVP40-1A/A151 | MVP40,1-1/2" REG,RG. A,SOV,25%RED,2" SW CONN | 4531
MVP40-1A/B162 | MVP40,1-1/2" REG RG.A,SOV,50% RED,2-1/2" BW CONN | 5062
MVP40-1AB/4141 | MVP40,1-1/2" REG RG.A,WO,SOV,1-1/2" SW CONN | 4780
MVP40-1AB/4151 | MVP40,1-1/2" REG RG.A,WO,SOV,2" SW CONN | 4987
MVP40-1AB/4162 | MVP40,1-1/2" REG RG.A,WO,SOV,2-1/2" BW CONN | 5518
MVP40-1AB/4351 | MVP40, 1-1/2" REG RG.B, WO, SOV, 2" SW CONN | 4987
MVP40-1AB/A151 | MVP40,1-1/2" REG,RGA,WO,SOV,25%RED,2"SW CONN | 4987
MVP40-1AB/B151 | MVP40,1-1/2" REG RG.A,WO,SOV,50% RED,2" SW CONN | 4987
MVP40-1AB/B162 | MVP40,1-1/2" REG RG.A,WO,SOV,50% RED,2-1/2" BW CON | 5518
MVP40-1AB-H/4162 | MVP40,1-1/2" REG RG.A,WO,SOV,HDWL,2-1/2" BW | 5670
MVP40-1ABK/4141 | MVP40,1-1/2" HA4AK RG.A,WO,SOV,1-1/2" SW CONN | 5004
MVP40-1AD/4141 | MVP40,1-1/2" DUAL REG RG. A,SOV,1-1/2" SW CONN | 5267
MVP40-1AD/4142 | MVP40,1-1/2" DUAL REG RG. A,SOV,1-1/2" BW CONN | 5267
MVP40-1AD/4151 | MVP40,1-1/2" DUAL REG RG. A,SOV,2" SW CONN | 5474
MVP40-1AD/4162 | MVP40,1-1/2" DUAL REG RG.A,SOV,2-1/2" BW CONN | 6005
MVP40-1AD/A141 | MVP40,1-1/2" DUAL REG RG.A,SOV,25%RED,1-1/2" SW | 5267
MVP40-1AD/A151 | MVP40,1-1/2" DUAL REG RG. A,SOV,25% RED,2" SW CONN | 5474
MVP40-1AD/B141 | MVP40,1-1/2" DUAL REG RG. A,SOV,50% RED,1-1/2" SW | 5267
MVP40-1AD/B151 | MVP40,1-1/2" DUAL REG RG. A,SOV,50% RED,2" SW CONN | 5474
MVP40-1ADB/B151 | MVP40,1-1/2" DUAL REG RG.A,WO,SOV,50%RED,2"SW | 5930
MVP40-1AD-H/4141 | MVP40,1-1/2" DUAL REG RG.A,SOV,HDWL,1-1/2" SW CONN | 5418
MVP40-1AD-H/4162 | MVP40,1-1/2" DUAL REG RG.A,SOV,HDWL,2-1/2" BW CONN | 6157
MVP40-1ADM/4141 | MVP40,1-1/2" DUAL REG RG.A,MTR CMP,SOV,1-1/2"SW CO | 6759
MVP40-1ADM/4151 | MVP40,1-1/2" DUAL REG RG. A,MTR CMP,SOV,2" SW CONN | 6967
MVP40-1ADM/4162 | MVP40,1-1/2" DUAL REG RG.A,MTR CMP,SOV,2-1/2" BW | 7497
MVP40-1ADM-H/4141 | MVP40,1-1/2" DUAL REG RG.A,MTR CMP,SOV,HDWL,1-1/2" | 6911
MVP40-1ADM-H/4151 | MVP40,1-1/2" DUAL REG RGA,MTR CMP,SOV,HDWL,2"SW CO | 7118
MVP40-1ADM-H/4162 | MVP40,1-1/2"DUAL REG RGA,MTR CMP,SOV,HDWL,2-1/2"BW | 7649
MVP40-1ADS/4151 | MVP40,1-1/2" DUAL RG A,ELEC SO,SOV,2"SW CONN | 5930
MVP40-1ADS/4162 | MVP40,1-1/2" DUAL REG RG.A ELEC SO,SOV,2-1/2" BW | 6461
MVP40-1ADS/B162 | MVP40,1-1/2"DUAL RG.A 50%,RED,ELEC SO,SOV,2-1/2"BW | 6461
MVP40-1A-H/4141 | MVP40,1-1/2" REG, RG. A,SOV,HDWL,1-1/2" SW CONN | 4476
MVP40-1AK/4141 | MVP40,1-1/2" HA4AK RG.A,SOV,1-1/2" SW CONN | 4426
MVP40-1AK/4151 | MVP40, 1-1/2" HA4AK RG.A, SOV, 2" SW CONN | 4634
MVP40-1AK/4162 | MVP40,1-1/2" HA4AK RG.A,SOV,2-1/2" BW CONN | 5164
MVP40-1AK/A141 | MVP40,1-1/2" HA4AK RG.A,SOV,25% RED,1-1/2" SW | 4426
MVP40-1AK/B151 | MVP40, 1-1/2" HA4AK RG.A, 50% RED, SOV, 2" SW CONN | 4634
MVP40-1AK-H/4141 | MVP40,1-1/2"HA4AK,RGA,SOV,HDWL,1-1/2"SW CONN | 4578
MVP40-1AL/4141 | MVP40,1-1/2" DIFF PRES REG RG.A,SOV,1-1/2" SW CONN | 4640
MVP40-1AL-E/4141 | MVP40,1-1/2" DIFF PRES RG.A,SOV,EXT NECK,1-1/2"SW | 4980
MVP40-1AO/4141 | MVP40,1-1/2" OUT PRESS REG,RG.V,SOV,1-1/2"SW CONN | 4799
MVP40-1AO/4162 | MVP40,1-1/2" OUT PRESS REG,RG.V,SOV,2-1/2" BW CONN | 5537
MVP40-1AO/4341 | MVP40,1-1/2" OUT PRESS REG,RG.B,SOV,1-1/2"SW CONN | 4799
MVP40-1AO/4351 | MVP40,1-1/2" OUTLET PRESS REG,RG.B,SOV,2" SW CONN | 5006
MVP40-1AO-H/4141 | MVP40,1-1/2" OUT PRES REG,RG.V,SOV,HDWL,1-1/2"SW | 4951
MVP40-1AOS/4141 | MVP40,1-1/2" OUT PRES REG,RGV ELEC,SOV,1-1/2"SW CO | 5254
MVP40-1AOS/4151 | MVP40,1-1/2" OUTLET PRESS REG, RG.V ELEC,SOV,2" SW | 5462
MVP40-1AOS/B151 | MVP40,1-1/2" 50% RED PORT, OUTLET,REG, RG.V ELEC,S | 5462
MVP40-1AOS-H/4141 | MVP40,1-1/2"OUT PRES REG,RG.V ELEC,SOV,HDWL,1-1/2" | 5407
MVP40-1AOS-H/4341 | MVP40,1-1/2"OUT PRES REG,RG.B ELEC,SOV,HDWL,1-1/2" | 5407
MVP40-1AS/4141 | MVP40,1-1/2" REG RG.A,ELEC,SOV,1-1/2" SW CONN | 4780
MVP40-1AS/4151 | MVP40,1-1/2" REG RG.A,ELEC SO,SOV,2" SW CONN | 4987
MVP40-1AS/4152 | MVP40,1-1/2" REG RG.A,ELEC SO,SOV,2"BW CONN | 4987
MVP40-1AS/4162 | MVP40,1-1/2" REG RG.A,ELEC SO,SOV,2-1/2" BW CONN | 5518
MVP40-1AS/4541 | MVP40,1-1/2" REG RG.V,ELEC,SOV,1-1/2" SW CONN | 5045
MVP40-1AS/4551 | MVP40,1-1/2" REG RG.V,ELEC SO,SOV,2" SW CONN | 5253
MVP40-1AS/A141 | MVP40,1-1/2" REG RG.A,ELEC,SOV,25% RED,1-1/2" SW | 4780
MVP40-1AS/A151 | MVP40,1-1/2" REG RG.A,ELEC SO,SOV,25% RED,2" SW | 4987
MVP40-1AS/B141 | MVP40,1-1/2" REG RG A,ELEC,SOV,50% RED,1-1/2" SW | 4780
MVP40-1AS/B151 | MVP40,1-1/2" REG RG.A,ELEC,SOV,50% RED,2" SW CONN | 4987
MVP40-1AS/B152 | MVP40,1-1/2" REG RG.A,ELEC SO,50%RED,SOV,2"BW CONN | 4987
MVP40-1AS/B162 | MVP40,1-1/2"REG RG.A,ELEC SO,SOV,50% RED,2-1/2" BW | 5518
MVP40-1ASB/4151 | MVP40,1-1/2" REG RG.A,ELEC SO,WO,SOV,2"SW CONN | 5444
MVP40-1ASB/4162 | MVP40,1-1/2" REG RG.A,ELEC SO,WO,SOV,2-1/2"BW CONN | 5973
MVP40-1AS-H/4141 | MVP40,1-1/2" REG RG.A ELEC SO,SOV,HDWL,1-1/2" SW | 4932
MVP40-1AS-H/4151 | MVP40,1-1/2" REG RG.A,ELEC SO,SOV,HW,2" SW CONN | 5203
MVP40-1-H/4041 | MVP40,1-1/2" SOL,SOV,HDWL,1-1/2" SW CONN | 4507
MVP40-1MCR/4041 | MVP40,1-1/2"MCR,SOV,1-1/2"SW CONN | 9295
MVP40-1MCR/4051 | MVP40,1-1/2"MCR,SOV,2"SW CONN | 9503
MVP40-1MCV/4041 | MVP40,1-1/2"MCV,SOV,1-1/2"SW CONN | 9295
MVP40-1MCV/4042 | MVP40,1-1/2"MCV,SOV,1-1/2"BW CONN | 9295
MVP40-1MCV/4051 | MVP40,1-1/2"MCV,SOV,2"SW CONN | 9503
MVP40-1MCV/4062 | MVP40,1-1/2"MCV,SOV,2-1/2"BW CONN | 9911
MVP40-1SD/4041 | MVP40,1-1/2" 2-STEP SOLENOID,SOV,1-1/2" SW CONN | 5111
MVP40-1SD/4042 | MVP40,1-1/2" 2-STEP SOLENOID,SOV,1-1/2" BW CONN | 5111
MVP40-1SD/4051 | MVP40,1-1/2" 2-STEP SOLENOID,SOV,2" SW CONN | 5317
MVP40-1SD/4052 | MVP40,1-1/2" 2-STEP SOLENOID,SOV,2" BW CONN | 5317
MVP40-1SD/4062 | MVP40,1-1/2" 2-STEP SOLENOID,SOV,2-1/2" BW CONN | 5848
MVP40-1SD/B041 | MVP40,1-1/2" 2-STEP SOL,SOV,50% RED,1-1/2" SW CONN | 5111
MVP40-1SD/B051 | MVP40,1-1/2" 2-STEP SOL,SOV,50%RED,2" SW CONN | 5317
MVP40-2/4041 | MVP40, 1-1/2" SOL, HEV, 1-1/2" SW CONN | 4458
MVP40-2/4042 | MVP40, 1-1/2" SOL, HEV, 1-1/2" BW CONN | 4458
MVP40-2/4051 | MVP40, 1-1/2" SOL, HEV, 2" SW CONN | 4663
MVP40-2/4052 | MVP40, 1-1/2" SOL, HEV, 2" BW CONN | 4663
MVP40-2/4062 | MVP40, 1-1/2" SOL, HEV, 2-1/2" BW CONN | 5458
MVP40-2/B041 | MVP40,1-1/2" SOL,HEV,50% RED,1-1/2" SW CONN | 4458
MVP40-2/B051 | MVP40,1-1/2" SOL,50% RED,HEV,2"SW CONN | 4663
MVP40-2/B062 | MVP40,1-1/2" SOL,HEV,50% RED,2-1/2" BW CONN | 5458
MVP40-2-E/4041 | MVP40, 1-1/2" SOL, HEV, EXT NECK,SS TRIM, 1-1/2"SW | 4799
MVP40-2-H/4041 | MVP40,1-1/2" SOL,HEV,HDWL,1-1/2" SW CONN | 4609
MVP40-2-HE/4041 | MVP40,1-1/2"SOL,HEV,HDWL,EXT NECK,1-1/2" SW CONN | 4951
MVP40-2SD/4041 | MVP40,1-1/2" 2-STEP SOLENOID,HEV,1-1/2" SW CONN | 5213
MVP40-2SD/4042 | MVP40,1-1/2" 2-STEP SOLENOID,HEV,1-1/2" BW CONN | 5213
MVP40-2SD/4051 | MVP40, 1-1/2" 2-STEP SOLENOID, HEV, 2" SW CONN | 5418
MVP40-2SD/4062 | MVP40,1-1/2" 2-STEP SOL,HEV,2-1/2" BW CONN | 6213
MVP40-2SD-H/4041 | MVP40,1-1/2" 2 STEP SOL,HEV,HDWL,1-1/2" SW CONN | 5365
MVP40-3/4041 | MVP40, 1-1/2" SOL, SCKHEV, 1-1/2" SW CONN | 5113
MVP40-3/4042 | MVP40,1-1/2" SOL,SCKHEV,1-1/2" BW CONN | 5113
MVP40-3/4051 | MVP40, 1-1/2" SOL, SCKHEV, 2" SW CONN | 5314
MVP40-3/B041 | MVP40,1-1/2" SOL,SCKHEV,50% RED,1-1/2" SW CONN | 5113
MVP40-3-50/4041 | MVP40,1-1/2" SOL,2" SCKHEV,1-1/2" SW CONN | 5113
MVP40-3-H/4041 | MVP40,1-1/2" SOL,SCKHEV,HDWL,1-1/2" SW CONN | 5266
MVP40-3SD/4041 | MVP40,1-1/2", 2-STEP SOL, SCKHEV, 1-1/2" SW | 5868
MVP40-3SD/4051 | MVP40,1-1/2" 2-STEP SOL,SCKHEV,2" SW CONN | 6069
MVP40-4/4041 | MVP40,1-1/2" SOL, SCK, 1-1/2" SW CONN | 5009
MVP40-4/4051 | MVP40,1-1/2" SOL, SCK, 2" SW CONN | 5215
MVP40-4/4062 | MVP40,1-1/2" SOL, SCK, 2-1/2" BW CONN | 5746
MVP40-4/B041 | MVP40,1-1/2" SOL,50% RED,SCK,1-1/2" SW CONN | 5009
MVP40-4A/4141 | MVP40,1-1/2" REG RG.A,SCK,1-1/2" SW CONN | 4974
MVP40-4A/4151 | MVP40, 1-1/2" REG RG.A, SCK, 2" SW CONN | 5182
MVP40-4ABK/4141 | MVP40,1-1/2" HA4ABK,SCK,1-1/2" SW CONN | 5532
MVP40-4ABK/4142 | MVP40, 1-1/2" HA4ABK, SCK, 1-1/2" BW CONN | 5532
MVP40-4ABK/4151 | MVP40,1-1/2" HA4ABK,RG.A,SCK,2" SW CONN | 5740
MVP40-4AD/4151 | MVP40,1-1/2" DUAL REG RG.A,SCK,2" SW CONN | 6125
MVP40-4ADS/B151 | MVP40,1-1/2"DUAL RG.A 50% RED,ELEC SO,SCK,2"SW CON | 6580
MVP40-4AK/4141 | MVP40,1-1/2" HA4AK RG.A,SCK,1-1/2" SW CONN | 5076
MVP40-4AK/4151 | MVP40, 1-1/2" HA4AK RG.A, SCK, 2" SW CONN | 5284
MVP40-4AK/4162 | MVP40, 1-1/2" HA4AK RG.A, SCK, 2-1/2" BW CONN | 5813
MVP40-4AK/4341 | MVP40,1-1/2" HA4AK RG.B,SCK,1-1/2" SW CONN | 5076
MVP40-4AK/B141 | MVP40,1-1/2" HA4AK RG.A,SCK,50% RED,1-1/2" SW CONN | 5076
MVP40-4AO/4141 | MVP40,1-1/2" OUT PRESS REG,RG.V,SCK,1-1/2"SW CONN | 5449
MVP40-4AOS/4151 | MVP40,1-1/2" OUTLET REG RG.V,ELEC,SCK,2"SW CONN | 6112
MVP40-4AOS/B141 | MVP40,1-1/2" OUT RG.V,ELEC,SCK,50%RED,1-1/2"SW CON | 5905
MVP40-4AS/4141 | MVP40,1-1/2"REG ELEC SO,RG.A,SCK,1-1/2"SW CONN | 5430
MVP40-4AS-S/4141 | MVP40,1-1/2"ELEC SO,RG.A,100 MESH,SCK,1-1/2"SW | 5735
MVP40-4MCV/4051 | MVP40,1-1/2" MCV,SCK,2" SW CONN | 9876
MVP40-4-S/4051 | MVP40,1-1/2" SOL,SCK,100 MESH,2" SW CONN | 5343
MVP40-4-S/4062 | MVP40,1-1/2" SOL,SCK,100 MESH,2-1/2" BW CONN | 5856
MVP40-4SD/4041 | MVP40,1-1/2" 2-STEP SOLENOID,SCK,1-1/2" SW CONN | 5764
MVP40-4SD/4051 | MVP40,1-1/2" 2-STEP SOLENOID,SCK,2" SW CONN | 5970
MVP40-4SD/4062 | MVP40,1-1/2" 2-STEP SOLENOID,SCK,2-1/2" BW CONN | 6500
MVP40-5/4041 | MVP40, 1-1/2" SOL, CHECK, 1-1/2" SW CONN | 4342
MVP40-5AK/4141 | MVP40,1-1/2" HA4AK RG.A,CHECK,1-1/2" SW CONN | 4410
MVP40-6/4041 | MVP40,1-1/2" SOL,BLANK,1-1/2" SW CONN | 3690
MVP40-6/4051 | MVP40,1-1/2"SOLENOID,BLANK,2"SW CONN | 3794
MVP40-6AD/4151 | MVP40,1-1/2" DUAL REG RG. A,BLANK,2" SW CONN | 4702
MVP40-6AS/4141 | MVP40,1-1/2" REG RGA,ELEC SO,BLANK,1-1/2" SW CONN | 4112
MVP40-6-H/4041 | MVP40,1-1/2" SOL,BLANK,HDWL,1-1/2" SW CONN | 3842
MVP40-7MCR/4041 | MVP40,1-1/2"SOLENOID,MCR,1-1/2"SW CONN | 10822
MVP40-7MCR/4051 | MVP40,1-1/2"SOLENOID,MCR,2"SW CONN | 10907
MVP40-7MCR/4052 | MVP40,1-1/2"SOLENOID,MCR,2"BW CONN | 10907
MVP40-7MCR/4062 | MVP40,1-1/2"SOLENOID,MCR,2-1/2"BW CONN | 11700
MVP40-7MCRB/4041 | MVP40,1-1/2"SOLENOID,MCRB,1-1/2"SW CONN,50%VPORT | 10700
MVP40-7MCV/4041 | MVP40,1-1/2"SOLENOID,MCV,1-1/2"SW CONN | 10700
MVP40-7MCV/4062 | MVP40,1-1/2"SOLENOID,MCV,2-1/2"BW CONN | 11700
MVP50-1/5051 | MVP50, 2" SOLENOID, SOV, 2" SW CONN | 4788
MVP50-1/5052 | MVP50, 2" SOLENOID, SOV, 2" BW CONN | 4788
MVP50-1/5062 | MVP50,2" SOLENOID,SOV,2-1/2" BW CONN | 5319
MVP50-1A/5151 | MVP50, 2" REG RG. A, SOV, 2" SW CONN | 4837
MVP50-1A/5162 | MVP50,2" REG RG. A,SOV,2-1/2" BW CONN | 5355
MVP50-1AB/5151 | MVP50,2" REG RG.A WO,SOV,2" SW CONN | 5292
MVP50-1AB/5162 | MVP50,2" REG RG.A WO,SOV,2-1/2" BW CONN | 5811
MVP50-1ABK/5151 | MVP50,2" HA4ABK, RG.A,WO,SOV,2" SW CONN | 5394
MVP50-1AD/5151 | MVP50,2" DUAL REG RG. A,SOV,2" SW CONN | 5780
MVP50-1AD/5162 | MVP50,2" DUAL REG RG. A/A,SOV,2-1/2" BW CONN | 6298
MVP50-1AD/5163 | MVP50,DUAL REG RG.A,SOV,2-5/8 ODS CONN | 6298
MVP50-1AD/5462 | MVP50,2" DUAL REG RG. B/B,SOV,2-1/2" BW CONN | 6298
MVP50-1AD-H/5162 | MVP50,2" DUAL REG RG. A/A,SOV,HDWL,2-1/2" BW CONN | 6449
MVP50-1ADM/5162 | MVP50,2" DUAL REG RG. A,MTR CMP,SOV,2-1/2" BW CONN | 7790
MVP50-1ADM-H/5151 | MVP50,2" DUAL REG RG.A,MTR CMP,HDWL,SOV,2"SW CONN | 7424
MVP50-1ADM-H/5162 | MVP50,2" DUAL REG RGA,MTR CMP,HDWL,SOV,2-1/2"BW CO | 7942
MVP50-1ADS/5151 | MVP50,2" DUAL PRESS REG RG.A,ELEC SO,SOV,2" SW | 6236
MVP50-1ADS/5162 | MVP50,2" DUAL PRESS REG RG.A,ELEC SO,SOV,2-1/2"BW | 6754
MVP50-1ADSB/5162 | MVP50,2" DUAL REG RG.A ELEC SO,WO,SOV,2-1/2"BW | 7210
MVP50-1ADS-H/5151 | MVP50,2" DUAL PRESS REG RG.A,ELEC SO,SOV,HW,2" SW | 6387
MVP50-1A-H/5151 | MVP50, 2" REG RG. A, SOV, HDWL, 2" SW CONN | 4989
MVP50-1AK/5151 | MVP50,2" HA4AK, RG.A,SOV,2" SW CONN | 4939
MVP50-1AK/5162 | MVP50,2" HA4AK,RG.A,SOV,2-1/2" BW CONN | 5457
MVP50-1AO/5151 | MVP50,2" OUTLET PRES REG RG.V,SOV,2" SW CONN | 5312
MVP50-1AO/5162 | MVP50,2" OUTLET PRESS REG RG.V,SOV,2-1/2" BW CONN | 5830
MVP50-1AO/5351 | MVP50,2" OUTLET PRESS REG RG.B,SOV,2" SW CONN | 5312
MVP50-1AO/5362 | MVP50,2" OUTLET PRESS REG RG.B,SOV,2-1/2" BW CONN | 5830
MVP50-1AOB/5151 | MVP50,2" OUTLET REG RG.V,WO,SOV, 2" SW CONN | 5767
MVP50-1AOS/5151 | MVP50,2" OUTLET PRES REG RG.V,ELEC,SOV,2" SW CONN | 5767
MVP50-1AOS/5162 | MVP50,2" OUT PRES REG RG V ELEC,SOV,2-1/2" BW CONN | 6286
MVP50-1AOS/5351 | MVP50,2" OUTLET PRES REG RG.B,ELEC,SOV,2" SW CONN | 5767
MVP50-1AOS/5362 | MVP50,2" OUT PRES REG RG.B ELEC,SOV,2-1/2" BW CONN | 6286
MVP50-1AS/5151 | MVP50,2" REG ELEC SO,RG. A,SOV,2" SW CONN | 5292
MVP50-1AS/5152 | MVP50,2" REG,RG.A,ELEC SO,2"BW CONN | 5292
MVP50-1AS/5162 | MVP50,2" REG RG.A,ELEC SO,2-1/2" BW CONN | 5811
MVP50-1AS/5351 | MVP50,2" REG ELEC SO,RG. B,SOV,2" SW CONN | 5292
MVP50-1AS/A151 | MVP50,2" REG ELEC SO,RG.A,SOV,25% RED,2" SW CONN | 5292
MVP50-1ASB/5151 | MVP50,2" REG RG.A,ELEC SO,WO,SOV,2" SW CONN | 5748
MVP50-1ASB/5162 | MVP50,2" REG RG.A,ELEC SO,WO,SOV,2-1/2" BW CONN | 6267
MVP50-1AS-H/5151 | MVP50,2" REG ELEC SO,RG. A,HDWL, SOV,2" SW CONN | 5445
MVP50-1-H/5051 | MVP50, 2" SOL, SOV, HDWL, 2" SW CONN | 4941
MVP50-1MCR/5051 | MVP50,2"MCR,SOV,2"SW CONN | 9729
MVP50-1MCV/5051 | MVP50,2"MCV,SOV,2"SW CONN | 9729
MVP50-1MCV/5062 | MVP50,2"MCV,SOV,2-1/2"BW CONN | 10260
MVP50-1SD/5051 | MVP50,2" 2-STEP SOLENOID,SOV,2" SW CONN | 5544
MVP50-1SD/5062 | MVP50,2" 2-STEP SOL,SOV,2-1/2" BW CONN | 6074
MVP50-2/5051 | MVP50, 2" SOLENOID, HEV, 2" SW CONN | 4886
MVP50-2/5062 | MVP50, 2" SOLENOID, HEV, 2-1/2" BW CONN | 5686
MVP50-2-E/5051 | MVP50,2" SOL,HEV,EXT NECK,SS TRIM,2" SW CONN | 5228
MVP50-2-H/5051 | MVP50, 2" SOLENOID, HEV, HDWL, 2" SW CONN | 5038
MVP50-2-NO/5051 | MVP50,2" SOLENOID,HEV,NO,2" SW CONN | 5149
MVP50-2SD/5051 | MVP50,2" 2-STEP SOLENOID,HEV,2" SW CONN | 5642
MVP50-2SD/5062 | MVP50,2" 2-STEP SOLENOID,HEV,2-1/2" BW CONN | 6440
MVP50-2SD-H/5051 | MVP50,2" 2-STEP SOLENOID,HDWL,HEV,2" SW CONN | 5793
MVP50-3/5051 | MVP50, 2" SOL, SCKHEV, 2" SW CONN | 5628
MVP50-3/5052 | MVP50, 2" SOL, SCKHEV, 2" BW CONN | 5628
MVP50-3/5062 | MVP50, 2" SOL, SCKHEV, 2-1/2" BW CONN | 6423
MVP50-3-H/5051 | MVP50,2" SOL,SCKHEV,HDWL,2" SW CONN | 5781
MVP50-3SD/5051 | MVP50,2" TWO-STEP SOL,SCKHEV,2" SW CONN | 6383
MVP50-3SD/5062 | MVP50,2" TWO-STEP SOL,SCKHEV,2-1/2" BW CONN | 7177
MVP50-4/5051 | MVP50, 2" SOL, SCK, 2" SW CONN | 5530
MVP50-4/5062 | MVP50, 2" SOL, SCK, 2-1/2" BW CONN | 6060
MVP50-4A/5151 | MVP50, 2" REG RG. A, SCK, 2" SW CONN | 5567
MVP50-4A/5162 | MVP50, 2" REG RG. A, SCK, 2-1/2" BW CONN | 6094
MVP50-4ABK/5151 | MVP50, 2" HA4ABK, SCK, 2" SW CONN | 6125
MVP50-4AD/5151 | MVP50,2" DUAL REG RG.A, SCK,2" SW CONN | 6509
MVP50-4ADK-H/5162 | MVP50,2" DUAL HA4AK RG A/A,SCK,HW,2-1/2" BW CONN | 7292
MVP50-4AK/5151 | MVP50, 2" HA4AK RG.A, SCK, 2" SW CONN | 5669
MVP50-4AK/5162 | MVP50, 2" HA4AK RG A, SCK, 2-1/2" BW CONN | 6197
MVP50-4AOS/5151 | MVP50,2" OUTLET PRES REG RG.V,ELEC,SCK,2" SW CONN | 6620
MVP50-4AOS/5351 | MVP50,2" OUTLET PRES REG RG.B,ELEC,SCK,2" SW CONN | 6498
MVP50-4AS/5151 | MVP50,2" REG ELEC SO,RG.A,SCK,2" SW CONN | 6023
MVP50-4-H/5051 | MVP50,2"SOL.SCK.HDWL,2"SW CONN | 5682
MVP50-4SD/5051 | MVP50,2" 2-STEP SOLENOID,SCK,2" SW CONN | 6285
MVP50-5/5051 | MVP50,2" SOL,CHECK,2" SW CONN | 4757
MVP50-5AK/5151 | MVP50,2" HA4AK,RG.A,CHECK,2" SW CONN | 4956
MVP50-6/5051 | MVP50, 2" SOL, BLANK, 2" SW CONN | 4016
MVP50-6/5062 | MVP50, 2" SOL, BLANK, 2-1/2" BW CONN | 4281
MVP50-7MCR/5051 | MVP50,2"SOLENOID,MCV,2"SW CONN | 11128
MVP50-7MCR/5062 | MVP50,2"SOLENOID,MCR,2-1/2"BW CONN | 11519
MVP50-7MCR-H/5051 | MVP50,2"SOLENOID,MCR,HW,2" SW CONN | 11279
MVP50-7MCV/5051 | MVP50,2"SOLENOID,MCV,2"SW CONN | 11128
MVP50-7MCV-H/5062 | MVP50,2"SOLENOID,MCV,HW,2-1/2"BW CONN | 12195
MVP65-1/6062 | MVP65, 2-1/2", SOL, SOV, 2-1/2" BW CONN | 6445
MVP65-1A/6162 | MVP65, 2-1/2" REG, RG A, SOV, 2-1/2" BW CONN | 6089
MVP65-1AD/6162 | MVP65,2-1/2" DUAL REG,RG A/A,SOV,2-1/2" BW CONN | 7032
MVP65-1AS/6162 | MVP65, 2-1/2" REG ELEC SO, RG A, SOV, 2-1/2" BW CO | 6545
MVP65-1HCK/6062 | MVP65, 2-1/2" HCK5D, SOV, 2-1/2" BW CON | 6686
MVP65-1MCV/6062 | MVP65, 2-1/2", MCV, SOV, 2-1/2" BW CON | 11181
MVP80-1/7072 | MVP80, 3", SOL, SOV, 3" BW CONN | 9439
MVP80-1A/7172 | MVP80, 3", REG, RG A, SOV, 3" BW CONN | 8808
MVP80-1AD/7172 | MVP80,3",DUAL REG,RG. A/A,SOV,3" BW CONN | 9031
MVP80-1AD/7272 | MVP80,3",DUAL REG,RG. A/B,SOV,3" BW CONN | 9031
MVP80-1HCK/7072 | MVP80, 3", HCK, SOV, 3" BW CONN | 8693
MVP80-1MCV/7072 | MVP80, 3", MCV, SOV, 3" BW CONN | 13900
PVA/1 | DUAL PILOT SOL VALVE ASSM FOR HS9B,1/2"SW FLGS. | 779
RDA1/150 | RUP DISC ASSEM,1/2"MPT, W/TWO 1/8" CONN,SET@150PSI | 718
RDA1/250 | RUP DISC ASSEM,1/2"MPT, W/TWO 1/8" CONN,SET@250PSI | 718
RDA1/300 | RUP DISC ASSEM,1/2"MPT, W/TWO 1/8" CONN,SET@300PSI | 718
RDA1/350 | RUPTURE DISC ASSY,1/2"MPT,W/2 1/8" CONN,SET@350PSI | 1436
RDA1/400 | RUPTURE DISC ASSM 1/2"MPT W/(2)1/8"CONN.SET@400# | 1436
RDA2/150 | RUP DISC ASSEM,3/4"MPT, W/TWO 1/8" CONN,SET@150PSI | 924
RDA2/250 | RUP DISC ASSEM,3/4"MPT, W/TWO 1/8" CONN,SET@250PSI | 924
RDA2/300 | RUP DISC ASSEM 3/4"MPT, W/TWO 1/8" CONN,SET@300PSI | 924
RDA2/350 | RUP DISC ASSY 3/4"MPT,W/TWO 1/8" CONN SET@350PSI | 1848
RDA2/400 | RUP DISC ASSY 3/4"MPT,W/TWO 1/8" CONN SET@400PSI | 1848
RDA4A/150 | RUPTURE DISC ASSY,1"MPTxFPT,1/8"CONN.SET@150 PSI | 1048
RDA4A/250 | RUPTURE DISC ASSY,1"MPTxFPT,1/8"CONN.SET@250 PSI | 1048
RDA4A/300 | RUPTURE DISC ASSY,1"MPTxFPT,1/8"CONN.SET@300 PSI | 1048
RDA4A/350 | RUPTURE DISC ASSY,1"MPTxFPT,1/8"CONN.SET@350 PSI | 2095
RDA5A/150 | RUPT DISC ASSY,1-1/4"MPTxFPT,1/8"CONN,SET@150 PSI | 1209
RDA5A/250 | RUPT DISC ASSY,1-1/4" MPTxFPT,1/8"CONN.,SET@250PSI | 1209
RDA5A/300 | RUPT DISC ASSY,1-1/4" MPTxFPT,1/8"CONN.,SET@300PSI | 1209
RDA5A/350 | RUPT DISC ASSY,1-1/4" MPTxFPT,1/8"CONN,SET@350PSI | 2417
RS150C | 1-1/2"REFRIG EXP REG. GLOBE,SW,SC | 625
RS150H | 1-1/2" NH3 EXP REG. GLOBE, SW, BAR HANDLE | 625
RS200C | 2"REFRIG.EXP.REGULATOR GLOBE,SOCKET WELD,SC | 708
RS200H | 2" NH3 EXP REGULATOR GLOBE, SW, BAR HANDLE | 708
RSB051C | 1/2" EXP. REG. GLOBE,BLTD. BON,SW,SC,T-STYLE | 250
RSB051H | 1/2"EXP.REG.GLOBE,BLTD.BON,SW,HW,T-STYLE | 250
RSB076C | 3/4" EXP.REG.GLOBE, BLTD. BONNET, SW, SC, T-STYLE | 280
RSB076H | 3/4" EXP.REG.GLOBE, BLTD BON, SW,T-STYLE, BAR HNDL | 280
RSB101C | SHUTOFF VLV,T-STY EXPANSION GLOBE SC,1" SW,4-BLT | 328
RSB101H | 1" EXP REG, GLOBE, T-STY ,BLT BNT, SW, BAR HANDLE | 328
RSB126C | 1-1/4"EXPANSN VLV,T-STY GLOBE SC 1-1/4" SW,4-BLT | 409
RSB126H | 1-1/4" VLV, T-STY EXP GLOBE SW, 4-BLT, BAR HANDLE | 409
RSE051C | 1/2" EXP VLV,GLB. EXT.NCK,BLT.BNT,T-STYLE,SW,SC | 356
RSE051H | 1/2" H.E.V, GLB. EXT. NECK, T-STY, SW, BAR HANDLE | 356
RSE076C | 3/4" EXP VLV,GLB.EXT.NECK,BLT.BNT,T-STYLE,SW,SC | 408
RSE076H | 3/4" EXP VLV,GLB.EXT.NECK,BLT.BNT,T-STYLE,SW,HW | 408
RSE101C | 1" EXP VALVE,GLB.EXT.NECK,BLT.BONNET,T-STYLE,SW,SC | 483
RSE101H | 1" EXP VLV, GLB, EXT.NECK, T-STYLE, SW, BAR HANDLE | 483
RSE126C | 1-1/4" HEV, GLB.EXT.NECK,BLT.BNT,T-STYLE,SW,SC | 596
RSE126H | 1-1/4"EXP VALVE,GLB.EXT.NCK,BLT. BNT,T-STYL,SW,HW | 596
RSE150C | 1-1/2"EXP.VALVE,GLB,SW,EXTENDED NECK,SC | 819
RSE150H | 1-1/2"EXP.VALVE,GLB,SW, EXTENDED NECK, HW | 819
RSE200C | 2"EXP. VALVE,GLB,SW,EXTENDED NECK,SC | 902
RSE200H | 2"EXP. VALVE,GLB,SW,EXTENDED NECK,HW | 902
RT038C | 3/8" REFRIG.EXP REG. GLOBE,THREADED,SC | 207
RT038H | 3/8" NH3 EXP REG, GLB, THREADED, BAR HANDLE | 207
RT051C | 1/2" REFRIG EXP REG.GLOBE, THREADED,SC | 214
RT051H | 1/2" NH3 EXP REG, GLB, THREADED, BAR HANDLE | 214
RT076C | 3/4"REFRIG.EXP.REG. GLOBE,THREADED,SC | 240
RT076H | 3/4" NH3 EXP REG, GLB, THREADED, BAR HANDLE | 240
RTB051C | VALVE, T-STYLE EXPANSION GLOBE SC 1/2" THD, 4-BOLT | 245
RTB051H | VALVE, T-STYLE EXPANSION GLOBE HW 1/2" THD, 4-BOLT | 245
RTB076C | VALVE, T-STYLE EXPANSION GLOBE SC 3/4" THD, 4-BOLT | 275
RTB076H | 3/4" EXP VALVE,THD,T-STYLE EXP GLB,4-BOLT,BAR HNDL | 275
RTB101C | VALVE, T-STYLE EXPANSION GLOBE SC 1" THD, 4-BOLT | 324
RTB101H | EXP VLV,1" THD,T-STYLE GLB,4-BOLT,BAR HNDLE | 324
RTB126C | 1-1/4"EXP VALVE,GLOBE,THD,T-STY HW, 4-BOLT | 409
RTB126H | 1-1/4" EXP VLV,THD,T-STY,GLB,4-BLT,BAR HNDL | 409
RTE051C | 1/2" H.E.V GLB.EXT.NECK,BLT BNT,T-STYLE,THD,SC | 353
RTE051H | 1/2" EXP VLV,GLB.EXT.NCK,BLT.BNT,T-STYLE,THD,HW | 353
RTE076C | 3/4" EXP VLV,GLB.EXT.NCK,BLT.BNT,T-STYLE,THD.SC | 407
RTE076H | 3/4" EXP VALVE, GLB.EXT.NCK,BLT.BNT,T-STYLE,THD,HW | 407
RTE101C | 1" EXP VLV,GLB,EXT.NECK, BLT.BNT,T-STYLE,THD,SC | 481
RTE101H | 1" EXP VLV,GLB. EXT.NECK,BLT.BNT,T-STYLE,THD.HW | 481
RTE126C | 1-1/4"HEV GLB.EXT.NCK,BLT.BNT,T-STYL,THD,SC | 596
RTE126H | 1-1/4" HEV,GLB,EXT.NCK,BLT.BNT T-STYL,THD.HW | 596
RVS076K | 3/4"(20MM)REFRIG.SHUTOFF VLV, GLOBE SW,W/WRD SC | 371
RVS100K | REFRIG. SHUT-OFF VALVE, GLOBE SOCKET WELD, W/WIRED | 385
RVS125K | REFRIG. SHUT-OFF VALVE GLOBE SOCKET WELD, W/WIRED | 491
RW150C | EXP VALVE, GLOBE SC BW 1-1/2" | 705
RW150H | VALVE, GLOBE EXP HW WLD 1-1/2" | 705
RW201C | 2"REFRIG.EXP REGULATOR GLOBE, WELD, SEAL CAP | 735
RW201H | 2" AMMONIA EXPANSION REGULATOR GLOBE, WELDED,HW | 735
RW251C | 2-1/2"REFRIG EXPANSI0N REG.GLOBE,BW,SEAL CAP | 1137
RW251H | 2-1/2" NH3,HAND EXP REG,GLB,BW,BAR HANDLE | 1137
RW301C | 3"REFRIG.EXP REGULATOR GLOBE,WELDED,SC | 1535
RW301H | 3" AMMONIA EXPANSION REGULATOR GLOBE,BW,HW | 1535
RW402C | 4" AMMONIA EXP REGULATOR GLOBE, WELDED,SEALCAP | 1983
RW402H | 4" NH3 EXP REG GLB, WELDED, BAR HANDLE | 1983
RWB051C | VALVE, T-STY EXPANSION GLOBE SC 1/2" BW, 4-BLT | 270
RWB051H | VALVE, T-STY EXPANSION GLOBE HW 1/2" BW, 4-BLT | 270
RWB076C | VALVE, T-STY EXPANSION GLOBE SC 3/4" BW, 4-BLT | 294
RWB076H | 3/4" BW VLV, T-STY, EXP GLB, 4-BLT, BAR HANDLE | 294
RWB101C | VALVE, T-STY EXPANSION GLOBE SC 1" BW, 4-BLT | 350
RWB101H | 1" BW VLV, T-STY EXP GLB, 4-BLT, BAR HANDLE | 350
RWB126C | 1-1/4" HAND EXP VLV,T-STY GLOBE,SC,BW,4-BLT | 450
RWB126H | 1-1/4" HAND EXP VLV,T-STY GLOBE,HW,BW 4-BLT | 450
RWE076H | 3/4" HEV, GLOBE BW EXT NECK, HW | 432
RWE126C | 1 1/4" EXP VLV,GLOBE, EXT NECK, T-STYLE SC | 637
RWE126H | 1-1/4" H.E.V GLOBE, BW, EXT NCK, HW | 637
RWE150C | EXP VALVE,1-1/2" GLOBE,EXT NECK,SC BW | 901
RWE150H | 1-1/2" EXP VALVE,GLB.,EXT BONNET,T-STYLE,BW,HW | 901
RWE200C | 2" EXP VALVE GLOBE, BW, EXT NECK, SC | 926
RWE200H | 2" EXP VALVE, GLOBE, BW, EXT NECK, HW | 926
RWE251C | 2-1/2" EXP VALVE,GLB.EXT BONNET, T-STYLE,BW,SC | 1390
RWE251H | 2-1/2"EXP VALVEW,GLB. EXT BONNET, T-STYLE,BW,HW | 1390
RWE301C | 3" EXP VALVE,GLB.EXT BONNET,T-STYLE,BW,SC | 1804
RWE301H | 3" EXP VALVE,GLB. EXT.BONNET, T-STYLE,BW,HW | 1804
RWE400C | 4" EXP VALVE,GLB.EXT.BONNET, T-STYLE,BW,SC | 2349
RWE400H | 4" EXP VALVE,GLB.EXT BONNET,T-STYLE,BW,HW | 2349
ST050 | 1/2"REFRIGRNT STRAINER CLOSE-COUPLED 100 MESH | 136
ST050D | REFRIG STR.W/DRAIN PLUG,CLOSE-COUPLED 100 MESH | 168
ST100 | REFRIGERANT STRAINER CLOSE-COUPLED 60 MESH | 325
ST100/100 | ST100 REFRIG STRN,HEAVY DUTY, 100 MESH SCRN | 501
ST100HD | ST100 REFRIG. STRN, HEAVY DUTY, 60 MESH SCRN | 398
ST200 | 2" REFRIGERANT STRAINER CLOSE COUPLED,60 MESH | 708
ST200/100 | 2" REFRIGERANT STRAINER CLOSE COUPLED, 100 MESH | 1012
ST250 | 2-1/2" REFRIGERANT STRAINER CLOSE-COUPLED,60 MESH | 982
ST250/100 | 2-1/2" REFRIG. STRAINER CLOSE-COUPLED, 100 MESH | 1446
ST300 | 3" REFRIGERANT STRAINER CLOSE-COUPLED,60 MESH | 1185
ST400 | 4" REFRIGERANT STRAINER CLOSE-COUPLED 60 MESH | 2340
STW100/0004 | 3/4"REFRIG STRN C/C 60mesh WELDIN-LINE 3/4"SW X BW | 689
STW100/0024 | REFRIG STRN,60 MESH,WELD IN-LINE,1" SW X BW | 689
STW100/0034 | REFRG STRN 60mesh,WELD IN-LINE 1-1/4"" SW X BW | 689
STW100/100/0004 | REFRIG STRNR,100 MESH,WELD-IN-LINE,3/4 SW/BW CON | 865
STW100/100/0024 | 1"REFRIG STRN,100 MESH,WELD IN-LINE,1" SW X BW | 865
STW200/0044 | 2"(50mm)STRN 60MESH WELD IN-LINE 1-1/2" SW/BW CON | 1278
STW200/0054 | 2"(50mm)STRN 60MESH WELD IN-LINE 2" SW X BW | 1278
STW200/100/0044 | REFRIG STRN 100 MESH WELD-IN-LINE 1-1/2" SW X BW | 1586
STW200/100/0054 | REFRG STRN 100 MESH WELD-IN-LINE 2" SW X BW CONN | 1586
STW250/0061 | 2-1/2" STRAINER WELD IN LINE2-1/2" SW CONN | 1847
STW300/0072 | 3"(80mm)STRN 60MESH WELD IN-LINE 3" BW CONN. | 2256
STW400/0082 | REFRIG STRAINER 4" WELD IN LINE BW CONN | 3652
STW500 | 5" REFRIGERANT STRAINER,BUTT WELD END | 4749
STW600 | 6" REFRIGERANT STRAINER BUTT WELD,60 MESH | 8266
UK050 | #050 FLANGE UNION KIT | 70
UK100 | #100 FLANGE UNION KIT | 88
UK200 | #200 FLANGE UNION KIT | 195
UK250 | #250 FLANGE UNION KIT | 226
UK300 | #300 FLANGE UNION KIT | 252
UK400 | #400 FLANGE UNION KIT | 329
VS150C | 1-1/2" ANGLE HEV, SW, SEAL CAP | 625
VS150H | 1-1/2" NH3 EXP REG. ANGLE, SW, BAR HANDLE | 625
VS200C | 2"(50MM)REFRIG.EXP.REG. ANGLE,SOCKET WELD,SC | 708
VS200H | 2" (50MM) NH3 EXP REG, ANGLE, SW, BAR HANDLE | 708
VSB050C | 1/2"EXP.REG.ANGLE,,BOLTED BONNET,SW,SC | 250
VSB050H | 1/2" EXP REG, ANGLE, BLTD BONNET, SW, BAR HANDLE | 250
VSB075C | 3/4" EXP. REG. ANGLE, BOLTED BONNET, SW, SC | 280
VSB075H | 3/4" EXP REG, ANGLE, BOLT BONNET, SW, BAR HANDLE | 280
VSB100C | 1"EXPANSION REG.ANGLE BOLTED BONNET,SW,SC | 328
VSB100H | 1" EXP REG, ANGLE, BLT BONNET, SW, BAR HANDLE | 328
VSB125C | 1-1/4"EXPANSN REG.ANGLE BOLT BONNT,SW,SC | 409
VSB125H | 1-1/4" EXP REG, ANGLE, BOLT BONN, SW, BAR HANDLE | 409
VSE050C | 1/2"EXP. VALVE,ANG,SW,EXTENDED NECK,SC | 356
VSE050H | 1/2" EXP VLV,ANG,SW,EXTENDED NECK,BAR HNDL | 356
VSE075C | 3/4" EXP. VALVE,ANG,SW,EXTENDED NECK,SC | 408
VSE075H | 3/4" EXP VLV, ANG, EXT. BONNET, SW, BAR HANDLE | 408
VSE100C | 1"EXP.VALVE,ANG,SW,EXTENDED NECK,SC | 483
VSE100H | 1"EXP.VALVE,ANG,SW,EXTENDED NECK,HW | 483
VSE125C | 1-1/4"EXP. VALVE,ANG,SW,EXTENDED NECK,SC | 596
VSE125H | 1-1/4"EXP.VALVE,ANG,SW,EXTENDED NECK, HW | 596
VSE150C | 1-1/2" EXP.VALVE, ANG,SW,EXTENDED NECK,SC | 819
VSE150H | 1-1/2" EXP VALVE,ANG,SW,EXTENDED NECK,HW | 819
VSE200C | 2" EXP.VALVE, ANG,SW,EXTENDED NECK, SC | 902
VSE200H | 2" EXP.VALVE, ANG,SW,EXTENDED NECK,HW | 902
VT038C | 3/8"REFRIG.EXP REG. ANGLE,THREADED,SC | 207
VT038H | 3/8"NH3 EXPANSION REG. ANGLE,THREADED,HANDWHEEL | 207
VT051C | 1/2"REFRIG.EXP. REG. ANGLE,THREADED,SC | 214
VT051H | 1/2"NH3 EXPANSION REG. ANGLE,THREADED,HANDWHEEL | 214
VT076C | 3/4"REFRIG.EXP. REG. ANGLE,THREADED,SC | 240
VT076H | 3/4"NH3 EXPANSION REG. ANGLE,THREADED,HANDWHEEL | 240
VTB050C | 1/2"EXP REG.ANGLE,BLT BONNET,THD.SC | 245
VTB050H | 1/2"EXPANSION REG.ANGLE,BLT BONNET,THD.HW | 245
VTB075C | 3/4"EXPANSION ANGLE,BOLTED BONNET,THD.,SC | 275
VTB075H | 3/4"EXP REG. ANGLE,BLTD BON,THD,BH | 275
VTB100C | 1"EXP.REG.ANGLE, BOLTED BONNET,THD.,SC | 324
VTB100H | 1"EXPANSION ANGLE,BOLTED BONNET,THD.,HW | 324
VTB125C | 1-1/4"EXP REG.ANGLE,BLTD BONN,THD.SC | 409
VTB125H | 1-1/4"EXP ANGLE,BOLTED BONNET,THD.HW | 409
VTE050C | 1/2" EXP.VALVE,ANGLE,EXT.NECK,BLT.BONNET,THD.SC | 353
VTE050H | 1/2" EXP.VALVE,ANGLE.EXT.NECK,BLT..BONNET,THD.HW | 353
VTE075C | 3/4" EXP.VALVE,ANGLE,EXTNECK,BLT.BONNET,THD,SC | 407
VTE075H | 3/4" EXP VALVE,ANGLE.EXT.NECK,BLT.BONNET,THD,HW | 407
VTE100C | 1"EXP VALVE,ANGLE.EXT.NECK,BLT.BONNET,THD.SC | 481
VTE100H | 1" EXP VALVE,ANGLE,EXT.NECK,BLT.BONNET.THD.HW | 481
VTE125C | 1-1/4" EXP. VALVE, ANGL.EXT.NECK,BLT.BNT,THD,SC | 596
VTE125H | 1-1/4" EXP VALVE, ANGLE,EXT.NECK,BLT.BONNET,THD.HW | 596
VW150C | VALVE, ANGLE EXP SC WLD 1-1/2" | 705
VW150CE | 1-1/2" NH3 EXP ANGLE BW SC CE-CATII.MOD H,EF107 | 705
VW150H | 1-1/2" EXP VALVE, ANGLE, HW, BW | 705
VW201C | 2" REFRIG.EXP REGULATOR ANGLE, WELD, SEAL CAP | 735
VW201CE | 2" NH3 EXP ANGLE,BW,SC,CE-CAT II,MOD H EF107 | 735
VW201H | 2" NH3 EXP REG ANGLE, WELD, HANDWHEEL | 735
VW251C | 2-1/2"REFRIG EXP REG.ANGLE,WELDED,SC | 1137
VW251CE | 2-1/2"(65MM)NH3 EXP,ANG,SC,CE-CATII,MOD H,EF107 | 1137
VW251H | 2 1/2" NH3 EXP REG, ANGLE, WELD, BAR HANDLE | 1137
VW252CE | 65mm NH3 EXP REG. ANG BW,SC,CE-CATII MODH,EF107 | 1137
VW252HE | 65mm NH3 EXP.REG. ANG,BW,HW,CE-CATII,MODH,EF107 | 1137
VW301C | 3" REFRIG EXPANSION REG.ANGLE,BW,SC | 1535
VW301CE | 3"NH3 EXP VLV,ANG. BW,SC,CE-CATII,MODH,EF107 | 1535
VW301H | 3" NH3 EXP REG, ANGLE,BW,BAR HANDLE | 1535
VW402C | 4"REFRIGERANT EXPANSION REG. ANGLE,WELDED,SEAL CAP | 1983
VW402H | 4"AMMONIA EXPANSION REG. ANGLE,WELDED,HANDWHEEL | 1983
VWB050C | 1/2" HAND EXP VLV,ANG,SC,BW 4-BLT | 270
VWB050H | 1/2" HAND EXP VLV,ANG HW BW 4-BLT | 270
VWB075C | 3/4" HAND EXP VLV,ANG SC BW 4-BLT | 294
VWB075H | 3/4" HAND EXP VLV,ANG HW BW 4-BLT | 294
VWB100C | VLV,ANG EXP SC 1"BW 4BOLT | 350
VWB100H | VLV,ANG EXP HW 1"BW 4BOLT | 350
VWB125C | VLV,ANG EXP SC 1-1/4"BW 4 | 450
VWB125H | VLV,ANG EXP HW 1-1/4"BW 4 | 450
VWE075H | 3/4" HEV, ANGLE, BW EXT. NECK, HW | 432
VWE150H | 1-1/2" EXPAN VLV,ANGLE,EXTENDED NECK,BW,HW,SS NUT | 901
VWE200H | 2" EXPANSION VLV,ANGLE,EXTENDED NECK,BW HW | 926
VWE251C | 2-1/2" EXP VALVE,ANG,EXTENDED NECK,BW.SC | 1390
VWE251H | 2-1/2" EXP VALVE, ANG.EXTENDED NECK ,BW HW | 1390
VWE301C | 3" EXP VALVE, ANGLE EXTENDED NECK, BW SC | 1804
VWE301H | 3" EXP VALVE, ANGLE EXTENDED NECK, BW,HW | 1804
VWE402C | 4" EXP.VALVE, ANGLE,EXTENDED NECK,BW,SC | 2349
VWE402H | 4" EXP VALVE,ANGLE,EXTENDED NECK,BW HW. | 2349

## Technical Equipment
LP0622 LIST PRICE SCHEDULE
LIST PRICES SHOWN ARE FOR REFERENCE ONLY. FINAL PRICING & AVAILABLITY IS PER FACTORY.
(Use appropriate Technical Equipment Multiplier)
Item | Description | Price
31-0031 | 17L CYLINDER 100 PPM AMMONIA --DROP SHIP ITEM-- | 250
31-0032 | 17L CYLINDER 250 PPM AMMONIA | 250
31-0033 | 17L CYLINDER 1000 PPM AMMONIA | 250
31-0034 | 17L CYLINDER 10K PPM AMMONIA | 250
31-0035 | 17L CYLINDER 1000 PPM R22 | 250
31-0078 | 17L CYLINDER, 3000 PPM, R-22 | 250
31-0079 | 17L CYLINDER, 3000 PPM, R-404 | 250
31-0080 | 17L CYLINDER, 3000 PPM, R-134A | 250
31-0124 | 17L CYLINDER, 0-5000 PPM, R134A | 250
31-0130 | 17L CYLINDER, 0-5000 PPM, R410 | 250
31-0164 | CALIBRATION GAS,NH3,250 PPM,C10,34L | 509
31-0165 | CALIBRATION GAS,NH3,100PPM,C10,34L | 509
31-0166 | CALIBRATION GAS,NH3,1000 PPM,C10,34L | 509
31-0196 | CALIBRATION GAS,NH3,300PPM,17L --DROP SHIP ITEM-- | 252
31-0197 | CALIBRATION GAS,NH3,50 PPM,17L --DROP SHIP ITEM-- | 252
31-1000 | KIT, SENSOR CALIBRATION | 576
67-1018 | KIT, HPT WIRING PLUG | 126
70-1142 | KIT, ENCLOSURE, PXVC, IP65 | 167
70-1143 | KIT, POWER SUPPLY, PXVC, 15.2W | 89
75-3003 | HMXV/B MTR.EXP.VLV.24VAC,4-MA,7MM NOM PRT LESS MTR | 2211
AP01W | AUTO-PURGER"W", 115/60 SGL PT,MNL WATER CHANG,NH3 | 19142
AP01W-2 | AUTO-PURGER"W", 230V SGL PT,MNL WATER CHANG,NH3 | 19142
AP08W | AUTO-PURG DELUXE WELDED,8PTS,NH3, 115/60 NON-COND | 26518
AP08W-2 | AUTO-PURGER DLX WELDED, 8PTS 230V NON-COND | 26518
AP08WN | AUTO-PURGER DELX WELD 8PTS NON-COND,115/60, NEMA-4 | 30641
AP16W | AUTO-PURGDELUXE WELDED,16PTS,NH3 115/60 NON-COND | 30276
AP16W-2 | AUTO-PURGDELUXE WELDED,16PTS,NH3 230V NON-COND | 30276
AP16WN | AUTO-PURGER DELX WELD 16PTS NON-COND,115V,NEMA4 | 34400
AP24W | AUTO-PURGDELUXE WELDED,24PTS,NH3 115/60 NON-COND | 34428
AP24W-2 | AUTO-PURGDELUXE WELDED,24PTS,NH3 230V NON-COND | 34428
AP24WN | AUTO-PURGER DELX WELD 24PTS NON-COND,115/60,NEMA4 | 38553
APCW | AUTO-PUR "W" FOR COMPUTERIZED PLNTS 115V/60HZ, NH3 | 22543
APCW-2 | AUTO-PUR "W" FOR COMPUTERIZED PLNTS, 230V 50/60HZ | 22543
APLK | PURGING LOG KIT, 115 V | 502
APM-1 | AUTO-PURGER M,4 PTS,NH3,115V 50/60HZ,NON-COND. | 15794
APM-1E | AUTO-PURGER M,4PTS.NH3,115V CE-CAT.II,MOD.H,EF 103 | 15794
APM-2 | AUTO-PURGER M,4 PTS,NH3,230V 50/60HZ,NON-COND. | 15794
APM-2E | AUTO-PURGER M,4 PTS.NH3,230V CE-CAT.II,MOD H,EF103 | 15794
APMC-2E | AUTO-PGER M,NH3,230V,CMP CNTRL,CE-CATII,MODH,EF103 | 15794
APMCF-1E | AUTO-PGR M,HALO,115V,CMP CTRL,CE-CATII,MODH,EF103 | 16664
APMCF-2E | AUTO-PGR M,HALO,230V,CMP CNTRL,CE CATII,MODH,EF103 | 16664
APMF-1 | AUTO-PURG M,4PT.HALO,115V 50/60HZ | 16664
APMF-1E | AUTO-PURGER M,4PTS.HALO,115V CE-CAT.II,MOD H,EF103 | 16664
APMF-2 | PURGER M,4PTS,FREON,230V 50/60HZ,FOR HALOCARBON | 16664
APMF-2E | AUTO-PURGER,4 PTS,HALO,230V CE-CAT.II,MOD.H,EF103 | 16664
APMN-1 | AUTO-PURGER M, 4PT, NH3,115V 50/60HZ, NEMA-4 | 16473
APMPLT | BEACON PILOT LIGHT APM PRGR(2-GRN,2-AMB) | 277
APPLT | BEACON PILOT LIGHT KIT,AP PRGR(4-GREEN, 2-AMBER) | 399
APPT08 | AP PLUS,8 PTS,NH3,115V,AIR/WATER,TOUCH SCREEN | 44092
APPT08-2 | AP PLUS,8 PTS,NH3,230V,AIR/WATER,TOUCH PANEL | 44092
APPT16 | AP PLUS,16PTS,NH3,115V,AIR/WATER,TOUCH SCREEN | 48703
APPT16-2 | AP PLUS,16PTS,NH3,230V,AIR/WATER,WITH TOUCH SCREEN | 48703
APPT24 | AP PLUS,24PTS,NH3,115V,AIR/WATER,TOUCH SCREEN | 53696
APPT24-2 | AP PLUS,24PTS,NH3,230V,AIR/WATER,TOUCH SCREEN | 53696
APPTC | AP PLUS FOR COMPTR,NH3,115V,AIR/WATER,TOUCHSCREEN | 40436
APPTC-2 | AP PLUS FOR COMPUTR,NH3,230V,AIR/WATER,TOUCHSCREEN | 40436
CABLE-100 | 100 FOOT LENGTH CABLE ASSEMBLY FOR VARI-LEVEL | 70
CABLE-150 | 150"(TOTAL LGTH CABLE ASSEM.) FOR ABOVE VARI-LVL | 138
CABLE-200 | 200 FOOT LENGTH CABLE ASSEMBLY FOR VARI-LEVEL | 205
CABLE-300 | 300 FOOT LENGTH CABLE ASSEMBLY FOR VARI-LEVEL | 263
CABLE-400 | 400 FOOT LENGTH CABLE ASSEMBLY FOR VARI-LEVEL | 453
CABLE-50 | 50 FOOT LENGTH CABLE ASSEMBLY FOR VARI-LEVEL | 70
CABLE-500 | 500 FOOT LENGTH CABLE ASSEMBLY FOR VARI-LEVEL | 581
DPS | DIFFERENTIAL PRESSURE-STAT SYSTEM FOR AUTO-PURGER | 1395
FM-01 | FROST MASTR DEFRST CONTRL, 115V,REMOTE INITIATE | 1414
FM-01L | FROST MST DEFROST CONT 115V,REMOTE INITATE,LESS EN | 1414
FM-02 | FROST MASTR DEFRST CONTRL, 230V,REMOTE INITIATE | 1414
FM-02L | FROST MSTR DEFROST CONT 230V,RMT INITATE,LESS ENCL | 1414
FM-11-B | FROST MASTER, 115V 50/60HZ, 24HR CLOCK | 1414
FM-11L-B | FROST MASTER, 115V 50/60HZ, 24HR CLOCK NO ENCL | 1414
FM-12-B | FROST MASTER, 230V 50/60 HZ, 24HR CLOCK | 1414
FM-12L-B | FROST MASTER, 230V 50/60 HZ, 24 HR CLOCK, NO ENCL | 1414
FM-71-B | FROST MASTER,115V 50/60HZ, 7DAY CLOCK | 1414
FM-71L-B | FROST MASTER, 115V 50/60HZ, 7DAY CLK, NO ENCLOSURE | 1414
FM-72-B | FROST MASTER,230V 50/60 HZ, 7 DAY CLOCK | 1414
FMP-01 | FROST MASTR"+" DEFROST CONTRL,115V,FOR REMOTE INIT | 1781
FMP-01L | FROST MSTR & DEFRST CTRL,115V REMOTE,LESS ENCLS | 1781
FMP-11-B | FROST MASTER PLUS, 115V 50/60 HZ, 24 HR CLOCK | 1781
FMP-11L-B | FROST MASTER PLUS, 115V 50/60 HZ, 24 HR CLOCK | 1781
FMP-12-B | FROST MASTER PLUS, 230V 50/60 HZ, 24 HR CLOCK | 1781
FMP-71-B | FROST MASTER "PLUS", 115V 50/60 HZ, 7 DAY CLOCK | 1781
FMP-71L-B | FROST MASTER PLUS, 115V 50/60 HZ, 7 DAY CLOCK | 1781
GAS-100 | GAS SENSOR READOUT AND ALARM, 100 PPM, 24V AC/DC | 2639
GAS-10K | GAS SENSOR READOUT AND ALARM, 10000 PPM, 24V AC/DC | 2639
GAS-1K | GAS SENSOR READOUT AND ALARM 1,000 PPM | 2639
GAS-250 | GAS SENSOR READOUT AND ALARM, 250 PPM, 24V AC/DC | 2639
GAS-3K | GAS SENSOR READOUT AND ALARM, 3000 PPM, 24V AC/DC | 2639
HD101F | DEFROST LIQUID DRAINER FREON | 3204
HD101N | DEFROST LIQUID DRAINER AMMONIA | 3204
HFC14F | FLOW CONTROLLER,R22,14 GPM,3/4"SW FLG | 1076
HFC14N | FLOW CONTROLLER,NH3,14 GPM,3/4" SW FLANGE | 1076
HFC175F | FLOW CONTROLLER,R22,175GPM,2-1/2"SW FLG | 2572
HFC185N | FLOW CONTROLLER,NH3,185 GPM,2-1/2"SW FLG | 2572
HFC32F | FLOW CONTROLLER, R22, 32 GPM, 1-1/4"SW FLG. | 1076
HFC32N | FLOW CONTROLLER,NH3,32 GPM,1-1/4"SW FLG | 1076
HFC40N | FLOW CONTROLLER,NH3,40 GPM,1-1/4"SW FLGS | 1349
HFC60F | FLOW CONTROLLER,R22,60GPM,1-1/2"SW FLG | 1349
HFC60N | FLOW CONTROLLER,NH3,60 GPM,1-1/2"SW FLG | 1349
HFC95F | FLOW CONTROLLER,R22,95 GPM,2"SW FLG | 2428
HFC98N | FLOW CONTROLLER,NH3,98 GPM,2"SW FLG | 2428
HGD-C-2 | 2 CHANNEL CONTROLLER | 1413
HGD-C-8 | 8 CHANNEL CONTROLLER | 2980
HGD-EC-NH3-100 | NH3, 0-100PPM, LO TEMP, IP66, EC | 1639
HGD-EC-NH3-1000 | NH3, 0-1000PPM, LOW TEMP, IP66, EC | 1639
HGD-EC-NH3-5000 | NH3, 0-5000PPM, IP66, EC | 1639
HGD-IR-CO2-10000 | CO2, 0-10000PPM, IP66, IR | 1688
HGD-SC-R22-1000 | R22, 0-1000PPM, IP66, SC | 1463
HGD-SC-R404A-1000 | R404A, SEMI CONDUCTOR, 0-1000PPM | 1463
HGD-SC-R407A-1000 | R407A, SEMI CONDUCTOR, 0-1000PPM | 1463
HGD-SC-R410A-1000 | R410A, SEMI CONDUCTOR, 0-1000PPM | 1463
HGD-SC-R507A-1000 | R507A, SEMI CONDUCTOR, 0-1000PPM | 1463
HOTV/22 | 1"(25MM)SW OIL VLV RG B, 120F(49C) | 1033
HOTV/23 | 1"(25MM)SW OIL VLV RG D, 140F(60C) | 1033
HOTV/26 | 1"(25MM)SW OIL VLV RG G, 170F(77C) | 1033
HOTV/27 | 1"(25MM)SW OIL VLV RG H, 110F(43C) | 1033
HOTV/41 | 1-1/2"(40MM)SW OIL VLV RG A, 130F(54C) | 1958
HOTV/42 | 1-1/2"(40MM)SW OIL VLV RG B, 120F(49C) | 1958
HOTV/43 | 1-1/2"(40MM)SW OIL VLV RG D, 140F(60C) | 1958
HOTV/45 | 1-1/2"(40MM)SW OIL VLV RG F, 150F(66C) | 1958
HOTV/47 | 1-1/2"(40MM)SW OIL VLV RG H, 110F(43C) | 1958
HOTV/51 | 2"(50MM)SW OIL VLV RG A, 130F(54C) | 2169
HOTV/52 | 2"(50MM)SW OIL VLV RG B, 120F(49C) | 2169
HOTV/53 | 2"(50MM)SW OIL VLV RG D, 140F(60C) | 2169
HOTV/55 | 2"(50MM)SW OIL VLV RG F, 150F(66C) | 2169
HOTV/57 | 2"(50MM)SW OIL VLV RG H, 110F(43C) | 2169
HOTV/61 | 2-1/2"(65MM)SW OIL VLV RG A, 130F(54C) | 3775
HOTV/62 | 2-1/2"(65MM)SW OIL VLV RG B, 120F(49C) | 3775
HOTV/63 | 2-1/2"(65MM)SW OIL VLV RG D, 140F(60C) | 3775
HOTV/71 | 3"(80MM)BW OIL VLV RG A, 130F(54C) | 4918
HOTV/72 | 3"(80MM)BW OIL VLV RG B, 120F(49C) | 4918
HOTV/73 | 3"(80MM)BW OIL VLV RG D, 140F(60C) | 4918
HOTVB/51 | 2"(50MM)BW OIL VLV RG A, 130F(54C) | 2169
HOTVB/52 | 2"(50MM)BW OIL VLV RG B, 120F(49C) | 2169
HOTVB/53 | 2"(50MM)BW OIL VLV RG D, 140F(60C) | 2169
HOTVB/55 | 2"(50MM)BW OIL VLV RG F, 150F(66C) | 2169
HOTVB/57 | 2" (50MM) BW OIL VLV RG H, 110F (43C) | 2169
HOTVB/61 | 2-1/2"(65MM)BW OIL VLV RG A, 130F(54C) | 3775
HOTVB/62 | 2-1/2"(65MM)BW OIL VLV RG B, 120F(49C) | 3775
HOTVB/63 | 2-1/2"(65MM)BW OIL VALVE RG D 140F(60C) | 3775
HOTW/41 | 1-1/2"(40MM)SW OIL VLV RG A, 130F(54C) | 1958
HOTW/42 | 1-1/2"(40MM)SW OIL VLV RG B, 120F(49C) | 1958
HOTW/43 | 1-1/2"(40MM)SW OIL VLV RG D, 140F(60C) | 1958
HOTW/45 | 1-1/2"(40MM)SW OIL VLV RG F, 150F(66C) | 1958
HOTW/47 | 1-1/2"(40MM)SW OIL VLV RG H, 110F(43C) | 1958
HOTW/51 | 2"(50MM)SW OIL VLV RG A, 130F(54C) | 2169
HOTW/52 | 2"(50MM)SW OIL VLV RG B, 120F(49C) | 2169
HOTW/53 | 2"(50MM)SW OIL VLV RG D, 140F(60C) | 2169
HOTW/55 | 2"(50MM)SW OIL VLV RG F, 150F(66C) | 2169
HOTW/57 | 2"(50MM)SW OIL VLV RG H, 110F(43C) | 2169
HPT134 | PRESSURE TEMPERATURE SENSOR FOR R-134a | 1566
HPT22 | PRESSURE TEMPERATURE SENSOR FOR R-22 | 1566
HPT290 | PRESSURE TEMPERATURE SENSOR FOR R-290 | 1566
HPT404 | PRESSURE TEMPERATURE SENSOR FOR R-404A | 1566
HPT507 | PRESSURE TEMPERATURE SENSOR FOR R-507A | 1566
HPT717 | PRESSURE TEMPERATURE SENSOR FOR AMMONIA | 1481
HPTL22 | PRESSURE TEMP SENSOR FOR R22, LOW TEMP | 1566
HPTL507 | PRESSURE TEMP SENSOR FOR R-507A, LOW TEMP | 1566
HPTL717 | PRESSURE TEMP SENSOR FOR AMMONIA, LOW TEMP | 1481
HT100HF | FLOAT DRN REG.HALO 3/4"FPT/1"WELD INLET/OUTLET | 2874
HT100LF | FLOAT DRAIN REG. HALO 3/4"/1" WELD INLET/OUTLET | 2874
HT100LN | HANSEN FLOAT DRAIN REG.NH3 3/4"/1"WLD INLET/OUTLET | 2874
HT100MF | HANSEN FLT DRAIN REG.HALO 3/4"FPT/1"WELD,IN&OUTLET | 2874
HT100MN | HANSEN FLOAT DRAIN REG.NH3 3/4"/1"WLD INLET/OUTLET | 2874
HT200HF | FLOAT DRAIN REG.1-1/2"WLD INLET/OUTLET CONN.HALO | 3572
HT200HN | HANSEN FLT DRAIN REG.NH3 1-1/2"WELD IN/OUTLET CONN | 3572
HT200LN | HANSEN FLT DRAIN REG.NH3 1-1/2"WELD IN/OUTLET CONN | 3572
HT200MF | FLOAT DRAIN REG.1-1/2"WLD INLET/OUTLET CONN.HALO | 3572
HT200MN | HANSEN FLT DRAIN REG.NH3 1-1/2"WELD IN/OUTLET CONN | 3572
HT300HF | HANSEN FLOAT DRAIN REG.HALO 2" WELD INLET/OUTLET C | 4870
HT300HN | FLOAT DRAIN REG. NH3 2" WELD INLET/OUTLET CONNS | 4870
HT300LF | HANSEN FLOAT DRAIN REG.HALO 2"WELD INLET/OUTLET CO | 4870
HT300LN | FLOAT DRAIN REG. NH3 2" WELD INLET/OUTLET CONNS | 4870
HT300MF | HANSEN FLOAT DRAIN REG. HALO 2"WELD INLET/OUTLET C | 4870
HT300MN | FLOAT DRAIN REG. NH3 2" WELD INLET/OUTLET CONNS | 4870
HUPS | POWER BACKUP SYSTEM,UPS&PS(UP TO 3 VALVES) | 1519
IMW | IMMERSION WELL,STAINLESS STEEL,3" INS,1/2" MPT | 45
INS | INSULATION FOR ABOVE AP01 AUTO-PURGER | 1539
LB1-115 | VARI-LEVEL CONTROL, 115 VOLT 1-RELAY | 1758
LB1-220 | VARI-LEVEL CONTROL 230 VOLT 1-RELAY | 1758
LB2-115 | VARI-LEVEL CONTROL 115 VOLT 2-RELAY | 1937
LB2-220 | VARI-LEVEL CONTROL 230 VOLT 2-RELAY | 1937
LB3-115 | VARI-LEVEL CONTROL 115 VOLT 3-RELAY | 2107
LB3-115-L | VARI-LEVEL CONTROL 115V 3-RELAY,LESS ENCLS | 2024
LB3-220 | VARI-LEVEL CONTROL 230 VOLT 3-RELAY | 2107
LB3-220-L | VARI-LEVEL CONTROL 220V 3-RELAY, LESS ENCLS | 2024
LB5-115 | VARI-LEVEL CONTROL 115 VOLT 5-RELAY | 2667
LB5-115-L | VARI-LEVEL CONTROL 115V 5-RELAY, LESS ENCLS | 2584
LB5-220 | VARI-LEVEL CONTROL 230 VOLT 5-RELAY | 2667
LB5-220-L | VARI-LEVEL CONTROL 220V 5-RELAY, LESS ENCLS | 2584
LC-02 | LEVEL COLUMN(3"DIA)20"PRB 1" FPT/1-1/4" WELD CONN. | 922
LC-02X | LEVEL COLUMN(3"DIA) 1" FPT/1-1/4" WELD CONNECTION | 1265
LC-03 | LVL COLMN(3" DIA) 30" PRB 1" FPT/1-1/4" WELD CONN | 954
LC-03X | LEVEL COLUMN(3" DIA) 1" FPT/1-1/4" WELD CONNECTION | 1320
LC-04 | LVL COLMN(3" DIA)40" PRB 1" FPT/1-1/4" WELD CONN | 1007
LC-04X | LEVEL COLUMN(3"DIA) 1" FPT/1-1/4" WELD CONNECTION | 1655
LC-06 | LVL COLMN(3"DIA),60"PRB 1"FPT/1-1/4"WELD CONNECTN | 1342
LC-06X | LEVEL COLUMN(3"DIA) 1" FPT/1-1/4" WELD CONNECTION | 1806
LC-08 | LVL COLMN(3"DIA)80"PRB 1"FPT/1-1/4" WELD CONN | 1493
LC-08X | LEVEL COLUMN(3"DIA) 1" FPT/1-1/4" WELD CONNECTION | 1987
LC-10 | LVL COLMN(3"DIA)100"PRB 1"FPT/1-1/4"WELD CONNECTN | 1675
LC-10X | LEVEL COLUMN(3" DIA) 1" FPT/1-1/4" WELD CONNECTION | 2277
LC-12 | LVL COLMN(3"DIA)120"PRB 1"FPT/1-1/4"WELD CONNECTN | 1965
LC-12X | LVL COLUMN(3" DIA) 1" FPT/1-1/4" WELD CONNECTION | 3440
LP-02F | PROBE:ACTIVE LENGTH 20" INSERTION LENGTH: 25" | 945
LP-02FX | PROBE, ACTIVE LGTH: INSERT.LGTH: HALO | 1355
LP-02N | PROBE:ACT LENGTH 20" INSERT LENGTH:25",NH3 | 945
LP-02NX | PROBE, ACTIVE LGTH: INSERT.LGTH: NH3 | 1355
LP-03F | PROBE:ACTIVE LENGTH 30" INSERTION LENGTH:35"HALO | 1042
LP-03FX | PROBE, ACTIVE LGTH: INSERT LGTH: HALO | 1523
LP-03N | PROBE: ACTIVE LENGTH 30" INSERTION LENGTH:35",NH3 | 1042
LP-03NX | PROBE, ACTIVE LGTH: INSERT.LGTH: NH3 | 1523
LP-04F | PROBE:ACTIVE LENGTH 40" INSERTION LENGTH:45",HALO | 1211
LP-04FX | PROBE, ACTIVE LGTH: INSERT.LGTH: HALO | 1656
LP-04N | PROBE:ACT LENGTH 40" INSERT LENGTH:45",NH3 | 1211
LP-04NX | PROBE, ACTIVE LGTH: INSERT.LGTH: NH3 | 1656
LP-06F | PROBE:ACTIVE LENGTH 60" INSERTION LENGTH:65",HALO | 1343
LP-06FX | PROBE, ACTIVE LGTH: INSERT.LGTH: HALO | 1912
LP-06N | PROBE: ACTIVE LENGTH 60" INSERTION LENGTH: 65",NH3 | 1343
LP-06NX | PROBE, ACTIVE LGTH: INSERT.LGTH: NH3 | 1912
LP-08F | PROBE:ACTIVE LENGTH 80" INSERTION LENGTH:85",HALO | 1600
LP-08FX | PROBE, ACTIVE LGTH: INSERT.LGTH: HALO | 2123
LP-08N | PROBE:ACT LENGTH 80" INSERT LENGTH:85",NH3 | 1600
LP-08NX | PROBE, ACTIVE LGTH: INSERT.LGTH: NH3 | 2123
LP-10F | PROBE:ACT LGTH 100" INSERTION LENGTH: 105" | 1810
LP-10FX | PROBE, ACTIVE LGTH: INSERT.LGTH: HALO | 2392
LP-10N | PROBE:ACT LGTH 100" INSERT LGTH:105"NH3 | 1810
LP-10NX | PROBE, ACTIVE LGTH: INSERT.LGTH: NH3 | 2392
LP-12F | PROBE: ACTIVE LENGTH 120" INSERT LENGTH:25",HALO | 2080
LP-12FX | PROBE, ACTIVE LGTH: INSERT.LGTH: HALO | 3627
LP-12N | PROBE:ACT LGTH 120" INSERT LGTH:125"NH3 | 2080
LP-12NX | PROBE, ACTIVE LGTH: INSERT.LGTH: NH3 | 3627
LP-14F | PROBE:ACT LENGTH 144" INSERT LENGTH:149" | 3315
LP-14FX | PROBE, ACTIVE LGTH: INSERT.LGTH: HALO | 4398
LP-14N | PROBE:ACT LENGTH 144" INSERT LENGTH: 149", NH3 | 3315
LP-14NX | PROBE, ACTIVE LGTH: INSERT LGTH: NH3 | 4398
LP-16F | PROBE:ACTIVE LENGTH 168" INSERT LENGTH:173"HALO | 4085
LP-16FX | PROBE, ACTIVE LGTH: INSERT. LGTH: HALO | 5139
LP-16N | PROBE:ACTIVE LENGTH 168" INSERTION LENGTH:173",NH3 | 4085
LP-16NX | PROBE, ACTIVE LGTH: INSERT.LGTH. NH3 | 5139
MCR100 | 4"(100MM)MOTORIZED CONTROL VLV,RED,CV=47 | 8591
MCR20 | 3/4"(20MM)MOTORIZED CONTROL VLV,REDUCED | 3997
MCR25 | 1"(25MM)MOTORIZED CONTROL VLV,REDUCED | 4149
MCR32 | 1-1/4"(32MM)MOTORIZED CONTROL VLV,REDUCED | 4351
MCR40 | 1-1/2"(40MM)MOTORIZED CONTROL VLV,REDUCED | 4680
MCR50 | 2"(50MM)MOTORIZED CONTROL VLV,REDUCED | 4885
MCR80 | 3"(80MM)MOTORIZED CONTROL VLV,RED,CV=35 | 6654
MCRB40 | 1-1/2"(40MM)MOTORIZED CONTROL VLV,50%REDUCED | 4680
MCRBW40/41 | 1-1/2"(40MM)MOTORZD CNTRL VLV,50%RED,1-1/2"SW CONN | 5219
MCRBW40/42 | 1-1/2"(40MM)MOTORZD CNTRL VLV,50%RED,1-1/2"BW CONN | 5219
MCRW100/82 | 4"(100MM)MOTORIZED CONTROL VLV,RED,CV=47,4"BW CONN | 9827
MCRW20/01 | 3/4"(20MM)MOTORZD CNTRL VLV,RED,3/4"SW CONN | 4362
MCRW20/02 | 3/4"(20MM)MOTORZD CNTRL VLV,RED,3/4"BW CONN | 4362
MCRW25/21 | 1"(25MM)MOTORZD CNTRL VLV,RED,1"SW CONN | 4562
MCRW25/22 | 1"(25MM)MOTORZD CNTRL VLV,RED,1"BW CONN | 4562
MCRW25/31 | 1" (25MM)MOTORZD CNTRL VLV,RED, 1 1/4" SW CONN. | 4562
MCRW32/31 | 1-1/4"(32MM)MOTORD CNTRL VLV,RED,1-1/4"SW CONN | 4802
MCRW32/32 | 1-1/4"(32MM)MOTORD CNTRL VLV,RED,1-1/4"BW CONN | 4802
MCRW40/41 | 1-1/2"(40MM)MOTORZD CNTRL VLV,RED,1-1/2"SW CONN | 5219
MCRW40/42 | 1-1/2"(40MM)MOTORZD CNTRL VLV,RED,1-1/2"BW CONN | 5219
MCRW40/51 | 1-1/2"(40MM)MOTRZD CNTRL VLV,RED,2"SW CONN | 5219
MCRW40/52 | 1-1/2"(40MM)MOTRZD CNTRL VLV,RED,2"BW CONN | 5219
MCRW50/51 | 2"(50MM)MOTORZD CNTRL VLV,RED,2"SW CONN | 5472
MCRW50/52 | 2"(50MM)MOTORZD CNTRL VLV,RED,2"BW CONN | 5472
MCRW80/72 | 3"(80MM)MOTORIZED CONTROL VLV,RED,CV=35,3"BW CONN | 7672
MCT | MV MANUAL OPENING TOOL | 431
MCV100 | 4"(100MM)MOTORIZED CONTROL VLV,CV=166 | 8591
MCV20 | 3/4"(20MM)MOTORIZED CONTROL VLV | 3997
MCV25 | 1"(25MM)MOTORIZED CONTROL VLV | 4149
MCV32 | 1-1/4"(32MM)MOTORIZED CONTROL VLV | 4351
MCV40 | 1-1/2"(40MM)MOTORIZED CONTROL VLV | 4680
MCV50 | 2"(50MM)MOTORIZED CONTROL VLV | 4885
MCV80 | 3"(80MM)MOTORIZED CONTROL VLV,CV=104 | 6654
MCVW100/82 | 4"(100MM)MOTORIZD CONTROL VLV,RED,CV=166,4"BW CONN | 9827
MCVW20/01 | 3/4"(20MM)MOTORZD CNTRL VLV,3/4"SW CONN | 4362
MCVW20/02 | 3/4"(20MM)MOTORZD CNTRL VLV,3/4"BW CONN | 4362
MCVW25/21 | 1"(25MM) MOTORIZED CNTRL VLV, 1" SW CONN | 4562
MCVW25/22 | 1"(25MM)MOTORZD CNTRL VLV,1"BW CONN | 4562
MCVW32/31 | 1-1/4"(32MM)MOTORD CNTRL VLV,1-1/4"SW CONN | 4802
MCVW32/32 | 1-1/4"(32MM)MOTORD CNTRL VLV,1-1/4"BW CONN | 4802
MCVW40/41 | 1-1/2"(40MM)MOTORZD CNTRL VLV,1-1/2"SW CONN | 5219
MCVW40/42 | 1-1/2"(40MM)MOTORZD CNTRL VLV,1-1/2"BW CONN | 5219
MCVW50/51 | 2"(50MM)MOTORZD CNTRL VLV,2"SW CONN | 5472
MCVW50/52 | 2"(50MM)MOTORZD CNTRL VLV,2"BW CONN | 5472
MCVW80/72 | 3"(80MM)MOTORIZED CONTROL VLV,CV=104,3"BW CONN | 7672
MCXV/A | MOTORIZED EXP.VLV,24VAC/DC,4-20MA,5MM NOM PORT | 4020
MCXV/B | MOTORIZED EXP.VLV,24VAC/DC,4-20MA,7MM NOM PORT | 4020
MCXV/C | MOTORIZED EXP.VLV,24VAC/DC,4-20MA,2MM NOM PORT | 4020
MOD420 | 4-20 MA OUTPUT MODULE, WITH CABLE, | 681
NEAP | MINI AUTO-PURGER FOR AMMONIA, NON-ELECTRICAL | 9784
NEAPE | NON ELECTRICAL AUTO PURGER CE-CAT.II,MOD.H,EF 103 | 9784
NEAPF134 | NON ELEC AUTO-PURGER R134A | 10397
NEAPF134E | NON ELEC AUTOPURGER R134a,CE-CATII,MODH,EF103 | 10397
NEAPF404 | NONELECTRIC AUTOPURGER R404A | 10397
NEAPF404E | NON-ELEC AUTO PURGER R404A,CE-CATII,MODH,EF103 | 10397
NEAPF507 | NONELECTRIC AUTOPURGER R507A | 10397
NEAPF507E | NON-ELEC AUTO PURGER, R507A,CE-CATII,MODH,EF103 | 10397
PG1-1 | PUMP GUARDIAN CONTRLR 115V 50/60HZ,W/ENCLOSURE | 1350
PG1-2 | PUMP GUARDN CONTRLR 230V 50/60HZ,W/ENCLOSURE | 1350
PSU | POWER SUPPLY 4-20MA 110-240V 50/60: 24VDC OUTPUT | 507
PSU2 | POWER SUPPLY,100-240VAC,50/60HZ,24VDC OUTPUT | 292
PT1 | PRESS/TEMP TRANS,30"-285 PSIG,4-20mA,1/4" MPT | 1407
PT2 | PRESS TRANS, VAC-85 PSIG, 4-20mA, PXVC-PT | 527
PT3 | PRESS TRANS,VAC-285 PSIG,4-20mA,PXVC-PT | 940
PXV15 | PULSE WIDTH EXP VLV, 15 TON, LESS FLANGES | 695
PXV5 | PULSE WIDTH EXP VALVE, 5 TON, LESS FLANGES | 695
PXVC-CI | PXVC, PROPORTIONATE CONTROL, 24 VAC/DC, 3 VA | 429
PXVC-DX | PXVC, DX CONTROL, 24 VAC/DC, 3 VA | 429
PXVC-L | PXVC, LEVEL CONTROL, 24VAC/DC, 3 VA | 429
PXVC-P | PXVC, PRESSURE CONTROL, 24VAC/DC, 3VA | 429
PXVC-PT | CONTROLLER,NH3,SUPERHEAT/SUBCOOL,24VAC/DC | 544
PXVC-T | PXVC, TEMPERATURE CONTROL,W/SENSOR 24VAC/DC, 3 VA | 469
PXVW60/1001 | PXVW60 3/4" SW PULSE WIDTH EXPANSION VALVE | 855
PXVW60/1002 | PXVW60 3/4" BW PULSE WIDTH EXPANSION VALVE | 855
PXVW60/1003 | PXVW60 7/8" ODS PULSE WIDTH EXPANSION VALVE | 855
PXVW60/1011 | PXVW60 1/2" SW PULSE WIDTH EXPANSION VALVE | 855
PXVW60/1012 | PXVW60 1/2" BW PULSE WIDTH EXPANSION VALVE | 855
PXVW60/1013 | PXVW60 5/8" ODS PULSE WIDTH EXPANSION VALVE | 855
PXVW60/1022 | PXVW60 1" BW PULSE WIDTH EXPANSION VALVE | 855
PXVW60/1023 | PXVW60 1-1/8" ODS PULSE WIDTH EXPANSION VALVE | 855
RDR | REMOTE DIG READOUT FOR VLT 4-20MA INPUT 0-100%DISP | 895
SHA06 | TRANDR LVL PRB,DIGI 4-20MA,6"INSERT(HORZ RECR)HALO | 1435
SHA08 | TRANDR LVL PRB,DIG 4-20mA,8" INSERT(HORZ RECR)HALO | 1462
SHA12 | TRANS LVL PRB,DIG 4-20mA,12" INSERT (HORZ REC)HALO | 1518
SHA16 | TRANS LVL PRB,DIG 4-20mA,16" INSERT(HORZ RECR)HALO | 1603
SHA20 | TRANSD LVL PRB,DIG 4-20mA,19.2"INSERT(HOR REC)HALO | 1629
SHA24 | TRANSD LVL PRB,DIG 4-20mA,23.1"INSERT(HOR REC)HALO | 1700
SHAR20 | TRANS LVL PRB,DIG 4-20mA,20"INS,1-1/4"UNION CON,RL | 1660
SHP06 | TRANDR LVL PRB,0-5VOLT 6"INSERT(HORZ RECR)HALO | 1123
SHP08 | TRANDR LVL PRB,0-5VOLT 8"INSERT(HORZ RECR)HALO | 1151
SHP10 | TRANS LVL PRB,0-5V 10"INSERT LENGTH(HORIZ RECRV) | 1176
SHP12 | TRANS LVL PRB,0-5V 12" INSERT LGTH(HORZ RECR)HALO | 1206
SHP12X | TRANS LVL PRB 0-5V HOR RECV HALO ___ INSERTION | 1576
SHP14 | TRANS LVL PRB,0-5V 14" INSERT.LGTH(HOR.RECR)HALO | 1264
SHP14X | TRANS LVL PRB 0-5V HOR RECV HALO _____ INSERTION | 1603
SHP16 | TRANSD LVL PRB,0-5V 15.3 INSERT(HORZ RECR)HALO | 1292
SHP16X | LVL TRANSD PROBE___INSERT(HORZ RECR) HALO | 1629
SHP18 | TRANS LVL PRB,0-5V 18"INSERT LGTH(HORZ RECR)HALO | 1629
SHP20 | TRANSD LVL PRB,0-5V 19.2"INSERT(HORZ RECR)HALO | 1316
SHP24 | LVL TRANSD PRB,0-5V 23.1"INSERT(HORZ RECR)HALO | 1388
SHP24X | LVL TRANSD PROB.__ INSERT(HORZ RECR) HALO | 2104
SHP30 | TRANS LVL PRB,0-5V 30"INSERT LGTH(HORZ RCVR)HALO | 1794
SHPR06 | TRANS.LVL.PRB.6"INSERT,1-1/4"UNION CON,ROTALOCK | 1156
SHPR08 | TRANS.LVL.PRB.8"INSERT,1-1/4"UNION CON,ROTALOCK | 1182
SHPR10 | TRANS.LVL.PRB.10"INSERT,1-1/4"UNION CON,ROTALOCK | 1211
SHPR12 | TRANS LVL PRB,12"INSERT,1-1/4"UNION CONN,ROTALOCK | 1239
SHPR12X | TRANS.LVL.PRB,__"INSERT,1-1/4"UNION CON.W/ROTALOCK | 1610
SHPR14 | TRANS.LVL.PRB.14"INSERT,1-1/4"UNION CON,ROTALOCK | 1297
SHPR16 | TRANS.LVL.PRB.16"INSERT,1-1/4"UNION CON,ROTALOCK | 1324
SHPR18 | TRANS.LVL.PRB.18"INSERT,1-1/4"UNION CON,ROTALOCK | 1659
SHPR20 | TRANS.LVL.PRB.20"INSERT,1-1/4"UNION CON,ROTALOCK | 1349
SHPR24 | TRANS LVL PRB,24"INSERT,1-1/4"UNION CONN,ROTOLOCK | 1421
SHPR30 | TRANS LVL PRB,30"INSRT,1-1/4"UNION CONN,ROTOLOCK | 1825
SPLF | SINGLE PT LVL SNSR,80MA NPN OUTPUT,10-30VDC INPUT, | 684
SPLN | SGLE PT LVL SENSOR,80MA NPN OUT,10-30VDC INPUT,NH3 | 684
SPSF-1 | SINGLE PT.LVL SWTH,HALO 10 AMP SPDT RLY,115V50/60H | 772
SPSF-2 | SINGLE PT LVL SWTCH,5AMP SPDT RLY,230V50/60HZ,HALO | 772
SPSN-1 | SINGLE PT LVL SWTCH,NH3 10 AMP SPDT RLY,115V50/60H | 772
SPSN-2 | SINGL PT LVL SWTCH,NH3 5AMP SPDT RELAY,230V50/60HZ | 772
SSHP06 | TRANS LVL PRB,0-5VOLT 6"INSERT,HVY-DTY(HOR.RECV) | 1481
SSHP08 | TRANS LVL PRB,0-5V 8"INSERT,HVY-DTY.HOR.RECV | 1509
SSHP10 | TRANS LVL PRB,0-5V 10"INSERT,HVY-DTY(HOR.RECV) | 1535
SSHP12 | TRANS LVL PRB,0-5V 12"INSERT,HVY-DTY(HOR.RECV) | 1565
SSHP16 | TRANS LVL PRB,O-5V 15.3"INSERT,HVY-DTY(HOR REC | 1650
SSHP18 | TRANS LVL PRB,0-5V 18" HEAVY DUTY (HOR. RECV) | 1986
SSHP20 | TRANS LVL PRB,0-5V 20"INSERT,HVY-DTY(HOR.RECV) | 1675
SSHP20X | TRANSDUCR LVL PRB,0-5V,"INSERT,HVY-DTY(HOR.RECV) | 2057
SSHP24 | TRANS LVL PRB,0-5V 24"INSERT,HVY-DTY(HOR.RECV) | 1745
SSVA36 | LEVEL PROBE,4-20mA,36"INSERT,HEAVY DUTY(VERT REC) | 1906
SSVA48 | LEVEL PROBE,4-20mA,48"INSERT,HEAVY DUTY(VERT REC) | 1976
SSVP36 | LEVEL PROBE,0-5V,36"INSERT,HEAVY DUTY(VERT.REC) | 1594
SSVP48X | LEVEL PROBE,0-5V,48"INS,HEAVY DUTY,(VERT RECR) | 2019
TS1 | TEMP SENSOR,NTC 10K,6.5' WIRE,2" X 1/4" OD | 40
TS2 | TEMP SENSOR, PXVC-PT | 118
VLT-02F | TECHNI-LVL PRB,4-20MA 20"ACTIVE LGTH,25"INSERT | 1931
VLT-02FX | TECHNI-LEVEL PROBE, 4-20 MA | 2373
VLT-02N | TECHNI-LEVEL PRB,4-20MA,NH3 20"ACT LGTH,25"INSERT | 1931
VLT-02NX | TECHNI-LEVEL PROBE, 4-20 MA | 2373
VLT-03F | TECHNI-LVL PRB,4-20MA 30"ACTIVE LGTH,35"INSERT | 2078
VLT-03FX | TECHNI-LEVEL PROBE, 4-20 MA | 2526
VLT-03N | TECHNI-LEVEL PRB,4-20MA,NH3 30"ACT LGTH,35"INSERT | 2078
VLT-03NX | TECHNI-LEVEL PROBE, 4-20 MA | 2526
VLT-04F | TECHNI-LVL PRB,4-20MA 40"ACTIVE LGTH,45"INSERT | 2232
VLT-04FX | TECHNI-LEVEL PROBE, 4-20 MA | 2676
VLT-04N | TECHNI-LEVEL PRB,4-20MA,NH3 40"ACT LGTH,45"INSERT | 2232
VLT-04NX | TECHNI-LEVEL PROBE, 4-20 MA | 2676
VLT-06F | TECHNI-LVL PRB,4-20MA 60"ACTIVE LGTH,65"INSERT | 2382
VLT-06FX | TECHNI-LEVEL PROBE, 4-20 MA | 2890
VLT-06N | TECHNI-LEVEL PRB,4-20MA,NH3 60"ACT LGTH,65"INSERT | 2382
VLT-06NX | TECHNI-LEVEL PROBE, 4-20 MA | 2890
VLT-08F | TECHNI-LVL PRB,4-20MA 80"ACTIVE LGTH,85"INSERT | 2596
VLT-08FX | TECHNI-LEVEL PROBE, 4-20 MA | 3201
VLT-08N | TECHNI-LEVEL PRB,4-20MA,NH3 80"ACT LGTH,85"INSERT | 2596
VLT-08NX | TECHNI-LEVEL PROBE, 4-20 MA | 3182
VLT-10F | TECHNI-LEVEL PRB,4-20 MA 100"ACT LGTH,105"INSERT | 2888
VLT-10FX | TECHNI-LEVEL PROBE, 4-20 MA | 3505
VLT-10N | TECHNI-LEVEL PRB,4-20MA,NH3 100"ACT,105"INSERT | 2888
VLT-10NX | TECHNI-LEVEL PROBE, 4-20 MA | 3505
VLT-12F | TECHNI-LEVEL PRB,4-20 MA 120"ACT LGTH,125"INSERT | 3210
VLT-12FX | TECHNI-LEVEL PROBE, 4-20 MA | 4855
VLT-12N | TECHNI-LVL PRB,4-20MA,NH3 120"ACT,125"INSERT | 3210
VLT-12NX | TECHNI-LEVEL PROBE, 4-20 MA | 4855
VLT-14F | TECHNI-LEVEL PRB,4-20 MA 144"ACT LGTH,149"INSERT | 4542
VLT-14N | TECH-LVL PRB,4-20 MA,NH3 144"ACT.,149"INSERT | 4542
VLT-14NX | TECHNI-LEVEL PRB,4-20MA _"ACT LGTH._"INSERT.LGTH. | 5633
VLT-16F | TECHNI-LEVEL PRB,4-20MA 168"ACT LGTH 173"INSERT | 5338
VLT-16N | TECHNI-LEVEL PROBE,4-20MA,NH3 168"ACT.LGTH.,173"IN | 5338
VLT-16NX | TECHNI-LVL PRB,4-20 MA __"ACT,__" INSERT. | 6084
VLTDR-02F | TECHNI-LVL PRB,4-20 MA W/READOUT,20"ACT.25"INSERT | 2606
VLTDR-02FX | TECHNI-LEVEL PROBE, 4-20 MA W/READOUT | 3048
VLTDR-02N | TECHNI-LVL PRB,4-20MA W/READOUT,20"ACT.25"INSERT | 2606
VLTDR-02NX | TECHNI-LEVEL PROBE, 4-20 MA W/READOUT | 3048
VLTDR-03F | TECHNI-LVL PRB,4-20MA W/READOUT,30"ACT.35"INSERT | 2753
VLTDR-03FX | TECHNI-LEVEL PROBE, 4-20 MA W/READOUT | 3201
VLTDR-03N | TECHNI-LVL PRB 4-20MA W/READOUT,30"ACT,35"INSERT | 2753
VLTDR-03NX | TECHNI-LEVEL PROBE, 4-20 MA W/READOUT | 3201
VLTDR-04F | TECHNI-LVL,PRB,4-20 MA W/READOUT,40"ACT,45"INSERT | 2905
VLTDR-04FX | TECHNI-LEVEL PROBE, 4-20 MA W/READOUT | 3352
VLTDR-04N | TECHNI-LVL,PRB,4-20MA W/READOUT,40"ACT,45"INSERT | 2905
VLTDR-04NX | TECHNI-LEVEL PROBE, 4-20 MA W/READOUT | 3352
VLTDR-06F | TECHNI-LVL PRB,4-20MA W/READOUT,60"ACT,65"INSERT | 3055
VLTDR-06FX | TECHNI-LEVEL PROBE, 4-20 MA W/READOUT | 3565
VLTDR-06N | TECHNI-LVL PRB,4-20MA W/READOUT,60"ACT,65"INSERT | 3055
VLTDR-06NX | TECHNI-LEVEL PROBE, 4-20 MA W/READOUT | 3565
VLTDR-08F | TECHNI-LVL PRB,4-20MA W/READOUT,80"ACT,85"INSERT | 3270
VLTDR-08FX | TECHNI-LEVEL PROBE, 4-20 MA W/READOUT | 3858
VLTDR-08N | TECHNI-LVL PRB,4-20MA W/READOUT,80"ACT.85"INSERT | 3270
VLTDR-08NX | TECHNI-LEVEL PROBE, 4-20 MA W/READOUT | 3858
VLTDR-10F | TECHNI-LVL PRB,4-20MA W/READOUT,100"ACT.105"INSER | 3561
VLTDR-10FX | TECHNI-LEVEL PROBE, 4-20 MA W/READOUT | 4180
VLTDR-10N | TECHNI-LVL PRB,4-20MA W/READOUT,100"ACT.105"INSERT | 3561
VLTDR-10NX | TECHNI-LEVEL PROBE, 4-20 MA W/READOUT | 4180
VLTDR-12F | TECHNI-LEVEL PRB,4-20MA W/READOUT,120"ACT.125"INSE | 3884
VLTDR-12FX | TECHNI-LEVEL PROBE, 4-20 MA W/READOUT | 5515
VLTDR-12N | TECHNI-LEVEL PRB,4-20MA W/READOUT,120"ACT,125"INSE | 3884
VLTDR-12NX | TECHNI-LEVEL PROBE, 4-20 MA W/READOUT | 5515
VLTDR-14F | TECHNI-LEVEL PRB,4-20 MA W/R-OUT,144"ACT.149"INSER | 5215
VLTDR-14N | TECHNI-LVL PRB,4-20MA,NH3 W/R-OUT,144"ACT.149"INSE | 5215
VLTDR-16F | TECHNI-LEVEL PRB,4-20 MA W/R-OUT,168"ACT.173"INSER | 6012
VLTDR-16N | TECH-LVL PRB,4-20MA,NH3 W/READOUT,168"ACT.173"INSE | 6012
VLTDR-16NX | TECHNI-LVL PRB 4-20MA,NH3 W/READOUT,_"ACT,_"INSERT | 6757
VPM | VLV PKG FOR APM/NEAP WLD CONSTR,W/GAUGE VALVES | 1470
VPMF | VLV PKG FOR APMF CONSTRUCTION W/GAUGE VALVES | 2299
WBA | ANTI-SIPHON WATER BUBBLER FLUSH SYSTEM | 2211
WBSF | WATER BUBBLER ASSEMBLY FOR APF AUTO-PURGER | 1416
WCC | WATER CONDITIONING CARTRIDGE REPLACEMENT | 307
WCH | WATER CONDITIONING HOUSING FOR WCC,3/4"FPT | 444
WTE3 | ENCLOSURE,WATERTIGHT,NEMA4,PXVC | 214

## Parts
LP0622 LIST PRICE SCHEDULE
LIST PRICES SHOWN ARE FOR REFERENCE ONLY. FINAL PRICING & AVAILABLITY IS PER FACTORY.
(Use appropriate Parts Multiplier)
Item | Description | Price
20-1018 | KIT, SWITCH, HLLSW, LONG LEADS FOR PURGER | 785
20-1131 | AP 8-POINT TIMER BOARD LESS PLUG-IN CONNECTOR MXE | 2042
20-1179 | KIT,CNTRL, LVL MAST 120V 1/2" NPT CONN, MXE | Factory
20-1183 | (WHITE) CHECK VALVE,1 PSID W/1/32" ORIFICE,FOR AP | 284
20-1184 | (BLUE) CHECK VALVE, 30 PSID FOR AP | 284
20-1185 | (GREEN) CHECK VALVE, 225 PSID FOR AP | 292
20-1186 | RATE METERING VALVE FOR AUTO-PURGER | 686
20-1196 | TIMER BOARD CABLE MXE | 79
20-1197 | PURGER TO TIMER CABLE MXE | 76
20-1198 | METERING VALVE SEAL KIT | 51
20-1205 | TRANSFORMER-115/60HZ-24V/60HZ MXE | 143
20-1214 | CHECK VALVE SEAL KIT | 34
20-1280 | 4-DIGIT COUNTER WITH RESET & BRACKET MXE | 260
20-1281 | 5 AMP FUSE FOR AUTO-PURGER MXE KB | 17
20-1311 | KIT,LIQUID DRAINER,3/4" FPT X 1/2",APW,APPT | 786
20-1441 | POWER ELEMENT LEVEL CONTROL VALVE | Factory
20-1460 | WATER BUBBLER BRUSH | 51
20-1498 | TIME DELAY RELAY,1 HR FIX W/OFF SWITCH,120V MXE CE | 508
20-1499 | PURGER CONT BRD W/PLUG-IN CONN.ALL MODELS EXCEPT A | 1369
20-1500 | 8-PT TIMER BRD W/PLUG-IN CONN.ALL MODLS EXCEPT APC | 2104
20-1647 | LEVEL CNTRL VLV W/HEATER, 220 VOLT AUTO-PRGR | Factory
20-1648 | 1/2" METERING STRAINER ASSEM. | 320
20-1698 | 3AMP FUSE, FAST ACTING 5MM | 17
20-1737 | METERING STRAINER BASKET KIT | 148
20-1738 | FLOAT BALL ASSEMBLY FOR AUTO-PURGER | 387
20-1752 | 15WATT,120V HEATER FOR SPORLAN LVL CONTRL | Factory
20-1753 | LEVEL CONTROL VALVE HEATER 15 W, 240 VOLT | Factory
20-1845 | 4-POINT POWER BOARD FOR APM | 1696
20-1857 | PRESSURE TRANSDUCER KIT FOR APM | 0
20-1948 | ROTARY SWITCH WITH LEADS FOR AP08 | 1752
20-1959 | KIT, APW/APM WATER BUBBLER | 764
20-1985 | WATER FLOW CONTROLLER FOR AP,APM,&APP | 110
20-2166 | O-RING FOR NEAP FLOAT BALL SEAT | 17
20-2167 | VESSEL COVER O-RING FOR NON-ELECTRICAL AUTO-PURGER | 31
20-2177 | STRAINER/ORIFICE SCREEN ASSEMBLY KIT FOR APM | 110
20-2199 | 80 PSID CHECK VALVE ASSM TEMP VLV,FOR NEAP PURGER | 348
20-2200 | TEMPERATURE VALVE ASSEMBLY KIT FOR NEAP PURGER | 240
20-2201 | FLOAT BALL PLUNGER KIT FOR NEAP PURGER | 165
20-2202 | KIT, FLOAT BALL SEAT, NEAP | 163
20-2203 | STRAINER ORIFICE KIT FOR NEAP | 213
20-2204 | 225 PSI CHECK VALVE KIT FOR APM & NEAP PURGER | 174
20-2207 | SIGHT GLASS, NEAP | 44
20-2226 | 7-DAY TIME CLOCK FOR AUTO-PURGER, 115V 50/60HZ | 600
20-2227 | 7-DAY TIME CLOCK FOR AUTO-PURGER, 230V 50/60HZ | 615
20-2285 | STRAINER/ORIFICE SCREEN ASSEMBLY KIT FOR APMF | 194
20-2300 | 4-POINT CONTROL BOARD ASSEMBLY FOR APM | 2064
20-2303 | TEMP SENSOR ASSY FOR THE APM AND APMF | 79
20-2369 | VALVE, NEAP, SPOR TXV, R717 | 1193
20-2379 | 80 PSID CHECK VALVE ASSEMBLY FOR APM | 311
20-2390 | FLANGE GASKET, SPORLAN LEVELMASTER, PXV | 16
20-2400 | KIT, BASIC, MAINTENANCE FOR AP | 1500
20-2401 | KIT, COMPLETE, MAINTENANCE FOR AP | 2373
20-2428 | ELECTRIC HEATER, 115V | 409
20-2429 | THERMOCOUPLE, APP PLATE | 267
20-2430 | THERMOCOUPLE, APP LIQUID | 356
20-2431 | THERMOCOUPLE, APP SHELL | 347
20-2432 | KIT, VAPOR TRAP, APPT | 1131
20-2477 | ELECTRIC HEATER, 230V | 320
20-2489 | CHECK VALVE, 1 PSID NO ORIFICE, FOR APP | 268
20-2496 | CAPACITOR, CERAMIC, 0.1 MICRO FARAD | 20
20-2568 | KIT, POWER SUPPLY, APP/APPT | 138
20-2571 | KIT, BATTERY, APPT TOUCH PANEL | 181
20-2578 | KIT,TOUCH PANEL DISPLAY,APPTC,PROGRAMMED | 3023
20-2579 | KIT,TOUCH PANEL DISPLAY,APPTC-2,PROGRAMMED | 3023
20-2580 | KIT,TOUCH PANEL DISPLAY,APPT08,PROGRAMMED | 3023
20-2581 | KIT,TOUCH PANEL DISPLAY,APPT08-2,PROGRAMMED | 3023
20-2582 | KIT,TOUCH PANEL DISPLAY,APPT16,PROGRAMMED | 3023
20-2583 | KIT,TOUCH PANEL DISPLAY,APPT16-2,PROGRAMMED | 3023
20-2584 | KIT,TOUCH PANEL DISPLAY,APPT24,PROGRAMMED | 3023
20-2585 | KIT,TOUCH PANEL DISPLAY,APPT24-2,PROGRAMMED | 3023
20-2587 | KIT, (2) FLOAT BALL RET WIRE, NEAP | 18
20-2589 | KIT,APP24,COMP CONTROL BOX | 18373
20-2596 | KIT,THERMOSTATS,W/BUSHINGS & BRACKETS,AP | 517
20-2620 | KIT, FUSE, 2 AMP, 115V PURGER | 16
20-2621 | KIT, FUSE, 15 AMP, 115V PURGER | 16
20-2622 | KIT, FUSE, 3 AMP, 220V PURGER | 17
20-2623 | KIT, FUSE, 8 AMP, 220V PURGER | 17
20-2624 | KIT, PLC, 12 POSITION, APP08, PGMD | 1554
20-2625 | KIT,PLC,8 POSITION,APPC,PGMD | 1348
20-2626 | KIT,PLC MODULE,THERMOCOUPLE INPUT,ENHANCED | 1068
20-2627 | KIT, PLC MODULE, CURRENT INPUT | 783
20-2628 | KIT, PLC MODULE, AC OUTPUT 20-2407 | 211
20-2629 | KIT, PLC MODULE, AC INPUT/OUTPUT | 211
20-2631 | KIT, PLC MODULE, AC INPUT, APP/APPT24-2 | 209
20-2632 | KIT, PLC, 12 POSITION, APP16, PGMD | 1567
20-2633 | APW, VALVE PACKAGE WELDED | 2360
20-2638 | KIT, PLC, 12 POSITION, APP24, PGMD | 1567
20-2639 | KIT, PLC, 8 POSITION, APPC-2, PGMD | 1348
20-2640 | KIT, PLC, 12 POSITION, APP08-2, PGMD | 1348
20-2641 | KIT, PLC, 12 POSITION, APP16-2, PGMD | 1348
20-2642 | KIT, PLC, 12 POSITION, APP24-2, PGMD | 1348
20-2657 | KIT,AP PURG CNTRL BD LESS CON,120V/240V | 1201
20-2658 | KIT,FLANGE,1/2" SW,SPORLAN | 173
20-2707 | KIT,ANGLE CHECK BODY,FOR APM | 73
20-2708 | KIT,WATER INLET ASSY, APM/AP | 465
20-2709 | KIT, APM PREVENTATIVE MAINTENANCE | 1278
20-2710 | KIT, APMF PREVENTATIVE MAINTENANCE | 1278
20-2714 | KIT, APP(T)-115V, PREVENTATIVE MAINTENANCE | 1342
20-2715 | KIT, APP(T)-220V, PREVENTATIVE MAINTENANCE | 1342
20-2716 | KIT, NEAP, PREVENTATIVE MAINTENANCE | 1278
20-2717 | KIT, AP FOUL GAS LINE HARDWARE | 446
20-2718 | KIT, AP METERING LINE HARDWARE | 233
20-2719 | KIT, AP/APW PURGE GAS LINE HARDWARE | 284
20-2720 | KIT, AP SUCTION LINE HARDWARE | 272
20-2722 | KIT, AP REPLACEMENT LEDS | 185
20-2724 | KIT, AP CABLE SET | 138
20-2737 | KIT, FIELD REPLACEMENT, 100/240V QRTZ 7 DAY TIMER | 600
20-2740 | KIT, CAPACITOR, APPT PURGER | 25
20-2742 | KIT, INSULATION FOR NEAP | 133
20-2743 | KIT, LIQUID FEED VALVE, AP | 2124
20-2744 | KIT, LIQUID FEED RETRO FIT, AP | 2458
20-2747 | KIT, JUMPER, APM | 80
30-1103 | TSTAT REPLACE KIT,1-1/2"&2",RG A 130F(54C)NOMINAL | 419
30-1104 | TSTAT REPLACE KIT,1-1/2"&2",RG B 120F(49C)NOMINAL | 419
30-1105 | TSTAT REPLACE KIT,1-1/2"&2",RG D 140F(60C)NOMINAL | 419
30-1106 | TSTAT REPLACE KIT,2-1/2"&3",RG A 130F(54C)NOMINAL | 982
30-1109 | TSTAT REPLACE KIT,2-1/2"&3",RG B 120F(49C)NOMINAL | 982
30-1112 | TSTAT REPLACE KIT, 1", RG B 120F(49C) NOMINAL | 414
30-1113 | TSTAT REPLACE KIT, 1", RG D 140F(60C) NOMINAL | 414
30-1114 | KIT,2-1/2"-3" HOTV,SEAT RING,SPR,GSKT REPLACEMENT | 136
30-1115 | TSTAT REPLACE KIT, 1", RG G 170F(77C) NOMINAL | 414
30-1117 | TSTAT REPLACE KIT,1-1/2"&2",RG F 150F(66C)NOMINAL | 419
30-1118 | TSTAT REPLACE KIT,1-1/2"&2",RG H 110F(43C)NOMINAL | 419
30-1119 | TSTAT REPLACE KIT,2-1/2"&3",RG D 140F(60C)NOMINAL | 982
30-1120 | TSTAT REPLACE KIT, 1", RG H 110F(43C) NOMINAL | 414
30-1124 | GASKET KIT, 1" HOTV | 32
31-0056 | HEATER, RESISTOR, GAS SENSOR | 224
31-0067 | ELEMENT, NH3, 0-1000 PPM, STANDARD | 1114
31-0068 | ELEMENT, NH3, 0-10,000 PPM, STANDARD | 482
31-0069 | ELEMENT, NH3, 0-1000 PPM, HARSH | 1399
31-0070 | ELEMENT, NH3, 0-10,000 PPM, HARSH | 767
31-0071 | ELEMENT, NH3, 0-10000 PPM, VENT LINE | 340
31-0072 | ELEMENT, HALO, 0-3000 PPM, BASIC | 132
31-0073 | ELEMENT, HALO, 0-3000 PPM, HARSH | 530
31-0191 | ELEMENT KIT, REPLACEMENT, STANDARD, 250 PPM | 320
31-0192 | ELEMENT KIT, REPLACEMENT, HARSH, 250 PPM | 385
31-1003 | KIT, ELEMEN,NH3, 0-1000 PPM, STNDRD,GAS SNSR (HEC) | 1094
31-1004 | KIT,ELEMENT,NH3,0-10,000 PPM,STNDRD,GAS SNSR (HEC) | 1375
31-1005 | KIT,ELEMENT,NH3,0-1,000PPM,HRSH/XTRM,GS SNSR (HEC) | 1375
31-1006 | KIT,ELEMENT,NH3,0-10000PPM,HRSH/XTRM,GS SNSR (HEC) | 805
31-1007 | KIT,ELEMENT,NH3,0-10000PPM,VENT LINE,GS SNSR(HVSC) | 399
31-1008 | KIT, ELEMENT,HALO, 0-3000PPM, BASIC, GS SNSR (HSC) | 137
31-1009 | KIT, ELEMENT, HALO,0-3000PPM,HARSH,GS SNSR (HSC) | 552
31-1012 | SENSOR MODULE, NH3, 050/500 PPM (HEC) | 1302
31-1013 | SENSOR MODULE, NH3, 0-500/2000 PPM (HEC) | 1674
31-1015 | KIT, ELEMENT, HALO, 0-5000 PPM, VENT LINE (HVSC) | 399
31-1016 | KIT, ELEMENT, NH3, 0-10000 PPM, EXD (HEC) | 838
31-1017 | KIT, ELEMENT, HALOCARBON, 0-3000 PPM, EXD (HVSC) | 888
31-1018 | KIT, ELEMENT, NH3, 0-1000 PPM, EXD (HEC) | 1501
31-1019 | KIT, ELEMENT, NH3, 0-1000 PPM, BASIC (HEC) | 786
31-1020 | KIT, ELEMENT, NH3, 0-10K PPM, BASIC (HEC) | 121
31-1021 | KIT, ELEMENT, OYXGEN, 0-25%, BASIC (HEC) | 687
31-1024 | KIT,ELEMENT,NH3,0-100PPM,STD GS SNSR(100,250)(HEC) | 1094
31-1025 | KIT,ELEMNT,NH3,0-100PPM,HRSH,GS SNSR(100,250)(HEC) | 1348
31-1026 | KIT,ELEMENT,NH3,0-250PPM,STANDARD (HEC) | 1101
31-1027 | KIT,ELEMENT,NH3,0-250PPM,HARSH/EXTREME (HEC) | 1375
31-1033 | KIT, ELEMENT, NH3, 0-100PPM, LO TEMP, IP66,EC(HGD) | 1026
31-1034 | KIT,ELEMENT, NH3, 0-1000PPM, LO TEMP, IP66,EC(HGD) | 1026
31-1035 | KIT, ELEMENT, NH3, 0-5000PPM, LO TEMP,IP66,EC(HGD) | 1026
31-1036 | KIT, ELEMENT, R22, 0-1000PPM, LO TEMP,IP66,SC(HGD) | 556
31-1037 | KIT, CALIBRATION (HGD) | 576
31-1038 | KIT,ELEMENT,R134A 0-1000PPM,LO TEMP,IP66,SC(HGD) | 556
31-1039 | KIT,ELEMENT,R404A,0-1000PPM,LO TEMP,IP66,SC(HGD) | 556
31-1040 | KIT, ELEMENT, R410 0-1000PPM, LO TEMP,IP66,SC(HGD) | 556
31-1041 | KIT,ELEMENT,R507A,0-1000PPM,LO TEMP,IP66,SC(HGD) | 556
31-1043 | KIT,ELEMENT,R407A,0-1000PPM,LO TEMP,IP66,SC(HGD) | 564
40-0295 | 1/4" NPT PRESSURE GAUGE 600 PSI, INDICATOR NEEDLE | 17
40-1003 | KIT, BLUE INSTALL DATE TAG | 22
40-1004 | KIT, GREEN INSTALL DATE TAG | 22
40-1005 | TOOL, EZA/B/C/LQ PROOF TEST | 203
40-1006 | TOOL, EZE/F PROOF TEST | 252
40-1007 | O-RING KIT, EZA/B/C/LQ | 25
40-1008 | O-RING KIT, EZE/F | 36
40-1013 | KIT, INDICATOR TEST MAGNET, POP-EYE | 39
50-1004 | SEAT DISC ASSEM 1",1-1/4" AS/GS/AT/GT/ SHUTOFF VLV | 88
50-1005 | HANDWHEEL KIT FOR 1/2" - 1-1/4" SHUT-OFF VALVE | 54
50-1009 | BONNET ASSY,1/2" VT/RT SCRW BNT,EXP REG. | 236
50-1010 | BONNET ASSEMBLY FOR 1" OLD STYLE,SCRW BNT,EXP REG. | 283
50-1011 | BONNET ASSY.FOR 1-1/4" OLD STYLE SCRW BNT EXP.REG. | 244
50-1012 | BAR HANDLE KIT FOR 3/8" - 1-1/4" EXPANSION VALVE | 50
50-1013 | THROTT. PLUG ASSEM 1/2" RS/VS EXPAN REG | 156
50-1014 | THROTTLING PLUG ASSY 3/4" RT076,VT076,EXP.REG | 165
50-1015 | THROTTLING PLUG ASSM FOR 1" RS/VS/RSB/VSB EXP REG | 157
50-1016 | THROTTLG PLUG ASSY FOR 1-1/4 RS/VS/RSB/VSB EXP REG | 191
50-1021 | BONNET ASSY KIT,1",1-1/4" OLD STYL SCRW BONNET SOV | 194
50-1023 | GASKET KIT 1-1/2",2" AS/GS RS/VS SHUT-OFF VLV | 51
50-1024 | KIT,BONNET ASSY,1-1/2" & 2" AS/GS SOV,MVP | 391
50-1025 | SEAT DISC ASSM FOR 1-1/2", 2" AS/GS SHUT-OFF VALVE | 208
50-1026 | HANDWHEEL KIT FOR 1-1/2"-2" AS/GS SHUT-OFF VALVE | 89
50-1027 | SEAL CAP KIT W\GASKET,1-1/2,2"AS/GS SOV,4" HCK2 | 110
50-1028 | BONNET ASSY,1/2"& 3/4" OLD STYL,SCRW BNT SOV | 146
50-1030 | KIT,"G" BONNET 3/4" OLD STYLE SCR BNT EXP REG | 211
50-1031 | KIT,BONNET ASSY,1-1/2" RS/VS EXP REGULATOR,MVP | 483
50-1032 | KIT,BONNET ASSY FOR 2" RS/VS EXP REGULATOR,MVP | 459
50-1036 | KIT,SEAL CAP,BLACK,3/8"-1-1/4" AS/GS,AT/GT | 49
50-1037 | HANDWHEEL KIT FOR 2-1/2" & 3" 4" SHUT-OFF VALVE | 124
50-1038 | SEAL CAP KIT FOR BLUE 2-1/2", 3",4" SOV,5"HS9BW | 182
50-1039 | BAR HANDLE KIT 1-1/2",2" RS/VS,RW/VW EXPANSION REG | 69
50-1040 | GASKET KIT FOR 3/8"-1-1/4" AS/GS/AT/GT SOV | 39
50-1041 | BONNET ASSY KIT 3/8",1/2",3/4" SCWD BNT SOV,OLD ST | 165
50-1042 | SEAT DISC ASM 1/2,3/4 SW 3/8,1/2,3/4"FPT SHUT-OFF | 83
50-1043 | GASKET KIT FOR 2-1/2",3" AS/GS,AW/GW SOV,HSCK | 53
50-1044 | BONNET ASSY FOR 2-1/2"& 3" AS/GS, AW/GW SHUT-OFF | 508
50-1045 | SEAT DISC ASSM FOR 2-1/2" 3" AW/GW SHUT-OFF VALVE | 144
50-1046 | THROTTLING PLUG ASSY 1-1/2" RS/VS/RW/VW EXP REG. | 260
50-1047 | THROTTLING PLUG ASSM FOR 2"RS/VS EXP REGULATOR | 339
50-1048 | KIT,YELLOW SEAL CAP,1-1/2" - 2" HEV | 91
50-1049 | YELLOW SEAL CAP,O-RING 3/8"-1-1/4" EXPANSION REG | 51
50-1050 | SEAL CAP KIT, 2-1/2" - 4" HAND EXPANSION VALVE | 88
50-1051 | BAR HANDLE FOR 2-1/2", 3" EXPANSION REGULATOR | 84
50-1052 | BONNET ASSEMBLY FOR 3" AW/GW SHUT-OFF VALVE | 1358
50-1053 | THROTTLING PLUG KIT FOR RS/RSB/VS/VSB051 EXP REG. | 116
50-1054 | THROTTLING PLUG KIT FOR RS/RSB/VS/VSB076 EXP REG. | 118
50-1057 | BONNET ASSEMBLY FOR 3/4" RS,VS EXPANSION VALVE | 211
50-1058 | THROTTLING PLUG ASSEM 3" EXPANS REG | 641
50-1059 | THROTTLING PLUG ASSM FOR 2-1/2" EXPANSION VALVE | 618
50-1060 | THROTTLING PLUG ASSM 3/8"RT038,VT038 EXP.REG. | 110
50-1061 | KIT,THROTTLING PLUG,1/2" RT,VT EXP.REG. | 115
50-1062 | KIT,THROTTLING PLUG,3/4" RT,VT EXP.REG. | 154
50-1063 | THRTL PLUG KIT FOR RW401 & VW401 EXP REG. | 593
50-1065 | GASKET KIT FOR 4" AW401/GW401, AW402/GW402 | 72
50-1066 | BONNET ASSEMBLY KIT FOR AW402/GW402 SHUT-OFF VLV | 693
50-1067 | SEAT DISC ASSY FOR 4" GW,AW(BLUE)SHUT-OFF VALVE | 174
50-1068 | BONNET ASSEM RS125, VS125 EXPANSION REGULATOR | 259
50-1069 | BAR HANDLE KIT FOR GAUGE VALVES | 26
50-1070 | GASKET KIT FOR 1/4" GAUGE, PURGE & NEEDLE VALVES | 25
50-1071 | SC KIT,1/4" GAUGE VLV, HS7, 3/4"-1-1/4" HA4A, HS4A | 51
50-1072 | METAL SEAL CAP KIT FOR "G" VALVES W/WIRE SEAL ASSY | 81
50-1073 | SEAL CAP WIRE SEAL ASSY TO ABOVE VLV.(1-1/2"&2) | 101
50-1074 | GASKET KIT FOR 3/8" GAUGE, PURGE, & NEEDLE VLVS | 34
50-1078 | KIT, BONNET FOR 3" RW,VW EXPANSION VALVES | 640
50-1080 | BONNET ASSEMBLY FOR 5"SHUT-OFF VALVE GW500, AW500 | 1135
50-1081 | KIT,BONNET ASSY,6"SHUTOFF | 1340
50-1082 | GASKET KIT FOR 5" SHUT-OFF VALVE AW500/GW500 | 88
50-1083 | GASKET KIT FOR 6" SHUT-OFF VALVE AW600/GW600 | 93
50-1084 | GASKET KIT FOR 8" SHUT-OFF VALVES AW800/GW800 | 177
50-1086 | DISC KIT FOR 5" SHUT-OFF VALVE AW500,GW500 | 192
50-1087 | DISC KIT FOR 6" SHUT-OFF VALVE AW600/GW600 | 240
50-1088 | DISC KIT FOR 8" SHUT-OFF VALVE AW800/GW800 | 259
50-1089 | HW KIT FOR 5" AND 6" SHUT- OFF VLV,AW500H/GW500H | 189
50-1090 | HW KIT FOR 8"HANSEN AW800H/GW800H,SHUT-OFF | 347
50-1091 | SC KIT FOR 5&6"HANSEN AW500C/GW500C,SHUT-OFF | 174
50-1092 | SC KIT, 8" & 10" HANSEN SOV | 288
50-1094 | BONNET KIT FOR 1/2" AND 3/4" 4-BOLT SHUT-OFF VALVE | 194
50-1095 | BONNET KIT FOR 1",1-1/4" BOLT BONNT SOV,MVP | 194
50-1104 | BONNET KIT 1/2" 4BOLT HEV, SOV | 170
50-1105 | BONNET KIT 3/4" 4BOLT EXPANSION SHUT-OFF VLV | 211
50-1106 | BONNET KIT FOR THE 1" 4-BOLT EXPAN SHUT-OFF VALVE | 196
50-1107 | BONNET KIT,1-1/4" 4-BOLT EXPANSION,SHUTOFF VLV,MVP | 228
50-1108 | KIT, BONNET FOR 2-1/2" RW251, VW251 | 732
50-1122 | KIT, GASKET 10" BW SOV | 390
50-1123 | KIT, GASKET 12" BW SOV | 493
50-1124 | KIT, GASKET 14" BW SOV | 577
50-1125 | KIT, BONNET ASSEMBLY 10" | 5455
50-1126 | KIT, BONNET ASSEMBLY 12" | 7926
50-1127 | KIT, BONNET ASSEMBLY 14" | 10434
50-1128 | KIT, SEAT DISK FOR 10"GW1000,AW1000 | 311
50-1129 | KIT, DISK 12" BW SOV | 567
50-1130 | KIT, DISK 14" BW SOV | 712
50-1131 | KIT, HANDWHEEL 10" SOV | 375
50-1132 | KIT, HANDWHEEL 12" & 14" | 954
50-1134 | KIT, SEAL CAP 12" & 14" SOV | 489
50-1136 | KIT, GASKET 1-1/2"-2" STOP-CHECK | 50
50-1138 | KIT, GASKET 4" STOP-CHECK | 81
50-1139 | KIT, GASKET 5" STOP-CHECK | 149
50-1140 | KIT, GASKET 6" STOP-CHECK | 168
50-1141 | KIT, ASSY, 1-1/4" BONNET, HSCK | 511
50-1142 | KIT, BONNET ASSEMBLY- HSCK 1-1/2" & 2" | 564
50-1143 | KIT, BONNET ASSEMBLY- HSCK 2-1/2" & 3" | 688
50-1144 | KIT, BONNET ASSEMBLY, HSCK 4" | 1414
50-1145 | KIT, BONNET ASSEMBLY,HSCK 5" | 2980
50-1147 | KIT, 1-1/4" DISC. ASSY, STOP/CHECK VLV | 177
50-1148 | KIT, 1-1/2"-2" DISC. ASSY, STOP/CHECK VLV | 230
50-1149 | KIT, 2-1/2"-3" DISC. ASSY, STOP/CHECK VLV | 273
50-1150 | KIT, 4" DISC. ASSY, STOP/CHECK VLV | 463
50-1151 | KIT, 5" DISC. ASSY, STOP/CHECK VLV | 950
50-1152 | KIT, 6" DISC. ASSY, STOP/CHECK VLV | 1063
50-1153 | KIT, 1-1/4" GASKET, HSCK | 39
50-1164 | GASKET KIT 1-1/2",2" ASE/GSE RSE/VSE SOV | 60
50-1165 | EXT BONNET ASSEMBLY KIT FOR 1-1/2"-2" SOV | 457
50-1166 | GASKET KIT FOR 2-1/2",3", ASE/GSE,AWE/GWE SOV | 89
50-1167 | EXT BONNET ASSY FOR 2-1/2",3", ASE/GSE,AWE/GWE SOV | 667
50-1171 | KIT, GASKET 1/2" - 1-1/4" EXT. NECK SOV | 31
50-1172 | BONNET KIT FOR 1/2" AND 3/4" EXT. NECK SOV | 226
50-1173 | BONNET KIT 1/2" EXPANSION, EXTENDED BONNET | 208
50-1174 | BONNET KIT FOR 1" AND 1-1/4" EXT. NECK SOV | 292
50-1175 | BONNET KIT 3/4" EXPANSION, EXTENDED BONNET | 231
50-1176 | BONNET KIT 1" EXPANSION, EXTENDED BONNET | 269
50-1177 | BONNET KIT 1-1/4" EXPANSION, EXTENDED BONNET | 313
50-1178 | BONNET KIT 1-1/2" EXPANSION, EXTENDED BONNET | 454
50-1179 | BONNET KIT 2" EXPANSION, EXTENDED BONNET | 503
50-1180 | BONNET KIT 2-1/2" EXPANSION, EXTENDED BONNET | 765
50-1181 | BONNET KIT 3" EXPANSION, EXTENDED BONNET | 994
50-1182 | BONNET KIT 4" EXPANSION, EXTENDED BONNET | 1297
50-1184 | BONNET KIT FOR 4" EXT. NECK SOV | 1085
50-1193 | KIT, HANDWHEEL FOR 16"-18" HANSEN SOV | 2718
50-1194 | KIT, 16"-18" SEAL CAP, HANSEN SOV | 661
50-1195 | KIT, GASKET 1/2"-3/4",3WAY DUAL SOV | 24
50-1196 | KIT, GASKET, 16" BW SOV | 1028
50-1197 | KIT, GASKET, 18" BW SOV | 1033
50-1198 | KIT, BONNET ASSEMBLY, 16" BW SOV | 20377
50-1199 | KIT, BONNET ASSEMBLY, 18" BW SOV | 20598
50-1201 | KIT, DISC 18" BW SOV | 877
50-1202 | KIT, BONNET 1-1/2"-2" AS/GS SOV W/S.S. TRIM | 224
50-1203 | GASKET KIT, 4" AWE/GWE SOV | 86
50-1212 | GREEN SEAL CAP KIT W\O-RING,3/4"-1-1/4"MVP | 50
50-1213 | KIT,GREEN SEAL CAP W\GASKET,1.5"-2"SCK,MVP40/50-4 | 110
50-1215 | KIT,BONNET,3/4" - 1-1/4",CHECK/STRNR,MVP | 241
50-1216 | KIT,BONNET,1-1/2" - 2",CHECK,MVP | 382
50-1217 | KIT,BONNET,3/4" - 1-1/4",BLANK,MVP | 241
50-1218 | KIT,BONNET,1-1/2" - 2",BLANK,MVP | 382
61-0055 | KIT,INT69 MOTOR OVER-TEMP CUTOUT RELAY 120V | 787
61-0056 | KIT,INT69 MOTOR OVER-TEMP CUTOUT RELAY 220V | 787
61-1035 | GASKET KIT FOR CAM 1/3, CAM 1/4 AGX 1.0 | 478
61-1036 | GASKET KIT FOR CAM 2/2 AGX 3.0 | 483
61-1037 | GASKET KIT FOR CAM 2/3 AGX 4.5 | 510
61-1038 | GASKET KIT, CAM 2/4 AGX 4.5 | 568
61-1039 | GASKET KIT, CAM 3/5, AGX 4.5 | 646
61-1040 | GASKET KIT FOR CNF40-160 REFRIG.PUMP,AGX4.5,AGX6.5 | 453
61-1041 | GASKET KIT, CNF40-160 AGX 8.5 | 510
61-1042 | GASKET KIT FOR CNF50-160 AGX 8.5 | 510
61-1043 | GASKET KIT, CNF50-160 CKPX54PH | 592
61-1050 | GASKET KIT FOR CAM 2/3 AGX 3.0 | 454
61-1051 | GASKET KIT, CAMP 2/4, AGX 3.0 | 627
61-1052 | GASKET KIT FOR CAM 2/5 AGX 3.0 | 685
61-1053 | GASKET KIT FOR CNF50-160 AGX 4.5/6.5 | 400
61-1054 | GASKET KIT,CAM3/5,CKPX74N-2H | 899
61-1055 | GASKET KIT,CNF40-200,AGX8.5 | 1704
61-1056 | GASKET KIT FOR CNF32-160 AGX 3.0 | 408
61-1058 | GASKET KIT,CNF40-200,AGX 4,5,6 | 646
61-1060 | KIT, GASKETS, CNF50-200, AGX8.5 | 330
61-1064 | KIT,PISTON & SPRING,HFC98N | 977
61-1065 | KIT,PISTON & SPRING,HFC32N | 689
65-1001 | FLOAT BALL ASSEMBLY KIT FOR HT300MF | 1504
65-1002 | GASKET KIT FOR HT100 | 130
65-1003 | FLOAT BALL ASSEMBLY KIT FOR HT100MN | 867
65-1004 | FLOAT BALL ASSEMBLY KIT FOR HT200MF | 1165
65-1014 | FLOAT BALL ASSEM KIT HT100MF FOR HALO | 806
65-1018 | FLOAT BALL ASSEMBLY KIT FOR HT200MN | 1165
65-1019 | GASKET KIT FOR HT200 | 148
65-1020 | GASKET KIT FOR HT300 | 173
65-1021 | FLOAT BALL ASSEMBLY KIT FOR HT200LN | 1165
65-1022 | FLOAT ASSEMBLY KIT FOR HT200HN | 1165
65-1023 | FLOAT BALL ASSEMBLY KIT FOR HT300MN | 1504
65-1024 | FLOAT BALL ASSEMBLY KIT FOR HT300HN | 1504
65-1025 | FLOAT BALL ASSEMBLY KIT FOR HD101N | 867
65-1026 | FLOAT BALL ASSEMBLY KIT FOR HD101F | 867
65-1027 | FLOAT BALL ASSEMBLY KIT FOR HT100LN | 867
65-1028 | FLOAT BALL ASSEMBLY KIT FOR HT100LF | 867
65-1029 | FLOAT BALL ASSEMBLY KIT FOR HT100HF | 867
65-1030 | FLOAT BALL ASSEMBLY KIT FOR HT200HF | 1165
65-1031 | FLOAT BALL ASSEMBLY KIT FOR HT300HF | 1504
65-1032 | FLOAT BALL ASSEMBLY KIT FOR HT300LN | 1504
67-0007 | 24 HOUR TIME CLOCK, 120V/230V (OLD FM/P-11/12-A) | 226
67-0009 | 7 DAY TIMECLOCK 120V/230V (OLD FM/P-71/72-A) | 226
67-0029 | TIMESWITCH, 24HR GRASSLIN 115V(FM/P-11/12-B) | 226
67-0030 | TIMESWITCH, 7-DAY GRASSLIN 115V(FM/P-71/72-B) | 226
67-1013 | KIT, REFRIGERANT KEY FOR R-22 | 88
67-1014 | KIT, REFRIGERANT KEY FOR R-134a | 88
67-1015 | KIT, REFRIGERANT KEY FOR R-404A | 88
67-1016 | KIT, REFRIGERANT KEY FOR R-507A | 88
70-0178 | Q-MIN FLANGE UNION ASSEMBLY 1"SW FOR CNF32,CNF40 | 207
70-0179 | Q-MIN FLANGE UNION ASSEMBLY 1-1/4"SW FOR CNF50 | 198
70-0180 | Q-MIN FLANGE UNION ASSEMBLY 1/2" FPT END | 190
70-0181 | Q-MIN FLANGE UNION ASSEMBLY 3/4" FPT | 193
70-0183 | Q-MIN FLANGE UNION ASSEMBLY 3/4" SW | 193
70-0390 | EXPLOSION PROOF ASCO SOLENOID VALVE 120V 60HZ | 1013
70-0517 | COIL,ASCO,120V TYPE 7 EXPLOSION PRF,238-614-032 | 786
70-0518 | COIL,ASCO,220V TYPE 7 EXPLOSION PRF,238-614-058 | 786
70-0519 | EXPLOSION PROOF ASCO SOLENOID VLV, 220V 60HZ | 1013
70-0784 | EXPLOSION PROOF ASCO SOLENOID VALVE, 12-24V DC | 503
70-1001 | BONNET CARTRIDGE KIT FOR HS8A/HS8W SOLENOID VALVE | 244
70-1002 | PISTON ASSEMBLY KIT FOR HS8A/HS8W SOLENOID VALVE | 132
70-1003 | STEM KIT FOR HS8 SOLENOID VALVE | 128
70-1005 | GASKET KIT FOR HS8A,HS8W SOLENOID VALVE | 54
70-1006 | BOLT AND NUT KIT FOR HS6 & HS8 (LESS STRAINER) | 18
70-1007 | LONG BOLT AND NUT KIT FOR HS6 & HS8(WITH STRAINER | 18
70-1011 | GASKET KIT FOR HS6 SOLENOID VALVE | 50
70-1012 | KIT, HS6 ASSEMBLY BODY REPLACEMENT | 286
70-1017 | GASKET KIT FOR HS7, HCK1 | 67
70-1018 | BONNET-CARTRIDGE KIT HS7 | 321
70-1019 | KIT,PISTON ASSY,3/4" HS7 SOL VLV,HCK1 | 301
70-1020 | KIT,PISTON ASSY,FOR 1" HS7,HCK1 | 321
70-1021 | KIT, PISTON ASSY, FOR 1-1/4" HS7, HCK1 | 342
70-1022 | STEM KIT HS7 | 68
70-1024 | FLANGE BOLT AND NUT KIT FOR HS7 (LESS STRAINER) | 39
70-1025 | FLANGE BOLT AND NUT KIT FOR HS7 (COUPLED FOR STR) | 46
70-1038 | KIT,PISTON ASSY,HS7,3/4" (NEW SC) | 313
70-1039 | KIT,PISTON ASSY,HS7,HCK1,1" (NEW SC) | 313
70-1040 | KIT,PISTON ASSY,HS7,HCK1,1-1/4" NEW SC | 313
70-1041 | KIT, STEM HS7 (NEW SEAL CAP) | 90
70-1059 | HANSEN PLUNGER KIT | 147
70-1068 | REMOVEABLE SEAT/ORIFICE KIT FOR APM(SOL B OR C) | 64
70-1069 | REMOVEABLE SEAT/ORIFICE KIT FOR APM(SOLENOID A) | 64
70-1072 | SOLENOID TUBE/ PLUNGER KIT, FOR PXV/PXVW | 257
70-1075 | SEAL CAP KIT FOR HS8A,HS6 | 25
70-1109 | KIT, UPPER PISTON, 3/4"-1-1/4" HS4D | 192
70-1110 | KIT, UPPER PISTON, 1-1/2" - 2" HS4D | 209
70-1111 | KIT, UPPER PISTON, 2-1/2"-3" HS4D | 295
70-1112 | KIT, UPPER PISTON, 4" HS4D | 460
70-1114 | KIT,PLUNGER/TUBE ASSY,N.O. SOLENOID | 400
70-1125 | KIT, GASKET, PXVW, HS8W | 54
70-1128 | KIT, ADJUSTABLE STEM, PXVW | 126
70-1129 | KIT, PISTON/SEAT FOR PXVW60 | 170
70-1130 | KIT, DIN CONNECTOR/GASKET/SCREW | 23
70-1132 | KIT, PISTON/SEAT FOR HS8W | 261
70-1133 | KIT, BONNET CARTRIDGE, PXVW60 | 487
70-1139 | KIT, SEAL CAP, PXVW | 73
70-1140 | KIT,2-STEP "SD" UPPER HOUSING,MVP20-MVP32 | 946
70-1141 | KIT,2-STEP "SD" UPPER HOUSING,MVP40-MVP50 | 1131
70-1145 | KIT, SEAT/TOOL FOR HS8W | 179
70-1158 | KIT, SOL TUBE SCREWS & O-RING (-115) | 48
75-0094 | SEAT RING REMOVAL TOOL FOR 3" HA4A/HS4A VALVES | 242
75-0263 | SEAT RING REMOVAL TOOL FOR 2-1/2" HA4A/HS4A VALVES | 216
75-0264 | TOOL, SEAT RING REMOVAL, 1-1/2"&2" CNTRL VLV | 334
75-0265 | SEAT RING REMOVAL TOOL FOR 4" HA4A/HS4A VALVES | 286
75-1004 | PISTON/SEAT KIT 2" FOR HCK2 | 268
75-1005 | PISTON/SEAT KIT 2-1/2" FOR HCK2 | 329
75-1006 | PISTON/SEAT KIT 3" FOR HCK2 | 348
75-1007 | GASKET KIT 1-1/2", 2" FOR HCK2 & HS9B | 51
75-1008 | GASKET KIT 2-1/2" FOR HCK2 & HS9B | 54
75-1009 | GASKET KIT 3" FOR HCK2 & HS9B | 67
75-1010 | STEM KIT 1-1/2", 2" FOR HCK2 | 130
75-1011 | STEM KIT 2-1/2" FOR HCK2 | 135
75-1012 | STEM KIT 3" FOR HCK2 | 148
75-1013 | STEM KIT 4" FOR HCK2 | 157
75-1014 | SEAL CAP KIT FOR 1-1/2",2"& 3" HA4A, HS4A | 96
75-1016 | KIT,DISC STRAINER,GAS POWERED VLV | 93
75-1017 | GASKET KIT 4" FOR HCK2 & HS9B | 79
75-1018 | PISTON/SEAT KIT FOR 4" HCK2 | 408
75-1019 | PISTON KIT FOR 3/4" - 1-1/4" HA4A, HS4A | 192
75-1020 | V-PORT/SEAT KIT FOR 3/4" HA4,HS4,HS4D,MVP20 | 171
75-1021 | V-PORT/SEAT KIT FOR 1" HA4A, HS4A, HS4D | 226
75-1022 | V-PORT/SEAT KIT FOR 1-1/4" HA4, HS4, HS4D | 235
75-1023 | GASKET KIT FOR 3/4" - 1-1/4" HA4A, HS4A | 45
75-1024 | MANUAL OPENING STEM KIT FOR 3/4"-1-1/4"HA4A,HS4A | 62
75-1025 | PISTON KIT FOR 1-1/2", 2" HA4A, HS4A | 315
75-1026 | PISTON KIT FOR 2-1/2" HA4A, HS4A | 409
75-1027 | PISTON KIT FOR 3" HA4A, HS4A | 490
75-1028 | PISTON KIT FOR 4" HA4A, HS4A | 546
75-1029 | V-PORT/SEAT KIT FOR 1-1/2" HA4A, HS4A | 252
75-1030 | V-PORT/SEAT KIT FOR 2" HA4A, HS4A | 328
75-1031 | V-PORT/SEAT KIT FOR 2-1/2" HA4A, HS4A | 359
75-1032 | V-PORT/SEAT KIT FOR 3" HA4A, HS4A | 387
75-1033 | V-PORT/SEAT KIT FOR 4" HA4A, HS4A | 424
75-1039 | GASKET KIT FOR 1-1/2", 2" HA4A, HS4A | 54
75-1040 | GASKET KIT FOR 2-1/2" HA4A, HS4A | 67
75-1041 | GASKET KIT FOR 3" HA4A, HS4A | 72
75-1042 | GASKET KIT FOR 4" HA4A, HS4A | 79
75-1047 | KIT,ADAPTR,3/4"-1-1/4"SINGL PORT,HA4A,HS4A,MVP | 280
75-1048 | 3/4" - 1-1/4" 3-PORT ADAPTER KIT,HA4A,MVP | 472
75-1049 | SINGLE PORT ADAPTR KIT FOR 1-1/2",2" HA4A,HS4A,MVP | 460
75-1050 | 3-PORT ADAPTER KIT FOR 1-1/2", 2" HA4A, MVP | 584
75-1051 | SINGLE PORT ADAPTER KIT FOR 2-1/2"-3" HA4A, HS4A | 502
75-1052 | 3-PORT ADAPTER KIT FOR 2-1/2" & 3" HA4A | 724
75-1053 | SINGLE PORT ADAPTER KIT FOR 4" HA4A, HS4A | 731
75-1056 | GASKET KIT FOR 1-1/4" HCK2 & HS9B | 51
75-1057 | PISTON/SEAT KIT FOR 1-1/4" HCK2 | 229
75-1065 | 1-1/2"& 2" PISTON SEAT KIT HCK1 | 269
75-1066 | KIT,PISTON,2-1/2" - 3" HCK1 | 465
75-1067 | 4" HCK1 PISTON KIT | 661
75-1071 | KIT, PORT PLUG O-RING & GASKET | 20
75-1073 | PISTON/SEAT KIT FOR 1-1/2" HCK2 | 244
75-1074 | KIT, GASKET 3/4" - 1-1/4" HCK1 | 54
75-1075 | KIT, GASKET 1-1/2" - 2" HCK1 | 58
75-1076 | KIT, GASKET 2-1/2" HCK1 | 62
75-1077 | KIT, GASKET 3" HCK1 | 63
75-1078 | KIT, GASKET 4" HCK1 | 83
75-1107 | DIAPHRAM KIT CONTROL MODULES(PILOTS M3,M3K,M3P/L) | 53
75-1108 | DIAPHRAGM KIT, RANGE V, INLET | 53
75-1109 | SEALED PISTON KIT FOR 5" & 6" HCK2W | 1332
75-1110 | PISTON KIT FOR 5" & 6" HA4W, HS4W | 1529
75-1111 | GASKET KIT FOR 5" & 6" HA4W, HS4W | 146
75-1112 | V-PORT/SEAT KIT FOR 5" HA4W, HS4W | 927
75-1113 | V-PORT/SEAT KIT FOR 6" HA4W, HS4W | 1112
75-1114 | 3-PORT ADAPTER KIT FOR 4" HA4A REG. | 1392
75-1115 | PISTON/SEAT KIT FOR 1-1/4"HS9B | 424
75-1116 | PISTON/SEAT KIT FOR 1-1/2"HS9B | 463
75-1117 | PISTON/SEAT KIT FOR 2" HS9B | 489
75-1118 | PISTON/SEAT KIT FOR FOR 2-1/2" HS9B | 552
75-1119 | PISTON/SEAT KIT FOR 3" HS9B | 578
75-1120 | PISTON/SEAT KIT FOR 4" HS9B | 765
75-1129 | 3/4" V-PORT/SEAT KIT,HA4AO/AK(5#SPR),MVP20-AK/AO | 173
75-1130 | 1" V-PORT/SEAT KIT FOR HA4AO/AK(5#SPR),MVP25-AK/AO | 226
75-1131 | V-PORT SEAT KIT FOR 1-1/4" HA4AO/AK/MVP32-AO/AK | 242
75-1134 | SEALED PISTON/SEAT KIT FOR 5"/6" HS9BW | 1332
75-1135 | SEALED PISTON KIT,5" & 6" HCK1W | 907
75-1140 | DIAPHRAM AND GSKT KIT FOR HA4AM CONT MODULE(PILOT) | 50
75-1188 | KIT, 1-1/2"-2" PISTON FOR HCK5 | 242
75-1189 | KIT, 2-1/2" PISTON FOR HCK5 | 392
75-1190 | KIT, 4" PISTON FOR HCK5 | 806
75-1191 | KIT, 5"-6" PISTON FOR HCK5W | 1332
75-1192 | KIT, 3" PISTON FOR HCK5 | 427
75-1216 | KIT, 1-1/2"-2" PISTON/SEAT, HCK5D | 969
75-1217 | KIT, PISTON/SEAL 2-1/2" HCK5D | 969
75-1218 | KIT, 3" PISTON/SEAT KIT, HCK5D | 1344
75-1219 | KIT, 4" PISTON/SEAT KIT, HCK5D | 1824
75-1220 | KIT, 1-1/2"-2" GASKET HCK5D | 50
75-1221 | KIT, 3" GASKET, HCK5D | 68
75-1222 | KIT, GASKET 4" HCK5D | 84
75-1231 | KIT, 1-1/4" V-PORT/SEAT, 50% REDUCED FOR HA4A | 610
75-1232 | KIT,1-1/2" V-PORT/SEAT,HA4A,HS4A,HS4D,MVP,50% RED | 657
75-1233 | KIT, 2-1/2" V-PORT/SEAT, 50% REDUCED FOR HA4A | 751
75-1234 | KIT, 3" V-PORT/SEAT, 50% REDUCED FOR HA4A | 781
75-1235 | KIT, 4" V-PORT/SEAT, 50% REDUCED FOR HA4A | 1288
75-1236 | KIT,5" V-PORT/SEAT,50% REDUCED FOR HA4W | 3248
75-1238 | KIT,1-1/2" V-PORT/SEAT,HA4A,HS4A,HS4D,MVP,25% RED | 657
75-1247 | BONNET KIT,3/4" TO 1-1/4",SCK,SCKHEV,MVP | 277
75-1248 | KIT,BONNET,3/4" HEV,MVP | 175
75-1252 | KIT,BONNET,1-1/2" - 2",SCK & SCKHEV,MVP | 503
75-1257 | KIT, PISTON ASSY, 3/4" SCKHEV, MVP | 198
75-1258 | KIT, PISTON ASSY, 1" SCKHEV, MVP | 196
75-1259 | KIT, PISTON ASSY, 1-1/4" SCKHEV, MVP | 200
75-1260 | KIT, PISTON ASSY, 1-1/2" SCKHEV, MVP | 403
75-1261 | KIT, PISTON ASSY, 2" SCKHEV, MVP | 413
75-1262 | KIT, PISTON ASSY, 3/4" SCK, MVP | 153
75-1263 | KIT, PISTON ASSY, 1" SCK, MVP | 158
75-1264 | KIT, PISTON ASSY, 1-1/4" SCK, MVP | 179
75-1265 | KIT, PISTON ASSY, 1-1/2" SCK, MVP | 292
75-1266 | KIT, PISTON ASSY, 2" SCK, MVP | 304
75-1274 | DIAPHRAGM KIT, RANGE V, OUTLET | 51
75-1275 | CARTRIDGE KIT FOR SMV IN 1-1/2" - 2" MVP | 1324
75-1276 | KIT, SEAT RING,3/4"-1" SOL/REGULATOR | 354
75-1277 | V-PORT/SEAT KIT FOR 1" HA4W, HS4W | 378
75-1278 | KIT, SEAT RING,1-1/4" SOL/REGULATOR | 534
75-1279 | V-PORT/SEAT KIT,HA4A,HS4A,HS4D,MVP20,25% RED | 173
75-1280 | V-PORT/SEAT KIT,HA4A,HS4A,HS4D,MVP20,50% RED | 184
75-1281 | KIT, BASIC GASKET, 3/4" - 1-1/4" MVP | 36
75-1282 | KIT, BASIC GASKET, 1-1/2" - 2" MVP | 44
75-1287 | KIT,SEAT RING,1-1/2"-2" SOL/REGULATOR | 182
75-1288 | KIT, BONNET, 5" & 6" HA4W/HS4W | 1952
75-1289 | GASKET KIT, SPOOL, 3/4" MVP | 14
75-1290 | GASKET KIT, SPOOL, 1" - 1-1/4" MVP | 14
75-1291 | GASKET KIT, SPOOL, 1-1/2" - 2" MVP | 18
75-1292 | 4" V-PORT/SEAT KIT, FEP SEAT | 424
75-1293 | 3" VPORT/SEAT KIT, FEP SEAT | 387
75-1295 | KIT,CONVERSION,3/4"-1-1/4"MVP,2-STEP SOL | 1188
75-1296 | KIT,CONVERSION,1-1/2"-2"MVP,2-STEP SOL | 1402
75-1302 | KIT, P4 1/2" SEAT | 90
75-1303 | KIT, P4 1/2" PISTON, STOP/CHECK | 146
75-1304 | KIT, P4 1/2" PISTON, STOP/CHECK/EXP | 136
75-1305 | KIT,BONNET,1/2" SCK & SCK/HEV,MVP13 | 268
75-1306 | KIT, P4 1/2" BONNET, CHECK VLV | 370
75-1307 | KIT, P4 1/2" BONNET BLANK | 372
75-1308 | V-PORT KIT FOR 4" HMMR27 | 3437
75-1315 | KIT,BONNET ASSY,L/SOLENOID,1-1/2"-2" HS4D | 616
75-1316 | KIT,DUAL SOLENOID ADAPTER,MVP,1-1/2" - 2" | 347
75-1317 | KIT,DUAL SOLENOID ADAPTER,MVP,3/4" - 1-1/4" | 217
75-1318 | KIT,CONVERSION,3/4" - 1-1/4",SMV TO MCV | 3004
75-1319 | KIT,CONVERSION,1-1/2" - 2",SMV TO MCV | 3755
75-1321 | KIT,CABLE SET,6.5 FT(2M),MCV | 132
75-1322 | GASKET KIT,3/4" - 1-1/4",MV | 58
75-1323 | GASKET KIT, 1-1/2" - 2", MV | 62
75-1325 | KIT, CARTRIDGE ASSY, 3/4" - 1-1/4", MCV | 1085
75-1326 | KIT, CARTRIDGE ASSY, 1-1/2" - 2", MCV | 1192
75-1327 | KIT,POWER SUPPLY,24VDC,60W,MCV,HUPS COMPONENT | 236
75-1328 | KIT,BATTERY BACKUP,24VDC,60W,MCV,HUPS COMPONENT | 1197
75-1329 | KIT,CABLE,16.4 FT,MCV | 163
75-1330 | KIT,COVER,4" HCK1/W,HCK2/W,HCK5D,HS9B,ST | 440
75-1331 | KIT,ACTUATOR UPGRADE,MCV,1/2",LESS CABLES | 2211
75-1332 | KIT, ACTUATOR UPGRADE, MCV,3/4"-1-1/4",LESS CABLES | 2211
75-1333 | KIT, ACTUATOR UPGRADE, MCV, 1-1/2"-2", LESS CABLES | 2211
75-1334 | KIT,ACTUATOR UPGRADE,MCV,3",LESS CABLES | 2211
75-1335 | KIT,BASIC GASKET,1/2" MVP | 34
75-1336 | KIT,CONVERSION,1-1/2" - 2" MCV-MVP,P3 | 4243
75-1337 | KIT,CONVERSION,3/4" - 1-1/4" MCV-MVP,P3 | 3324
75-1338 | KIT,GASKET,MCV-MVP POS3,1/2" | 49
75-1339 | KIT,CARTRIDGE,MCV-MVP,POS3,1/2" | 1135
75-1340 | KIT, CARTRIDGE, MCV-MVP, POS3, 3/4" - 1-1/4" | 1085
75-1341 | KIT,CARTRIDGE,MCV-MVP,POS3,1-1/2"-2" | 1192
75-1342 | KIT,CARTRIDGE,MCV-MVP,POS4,1-1/2"-2" | 847
75-1343 | KIT,GASKET,MVP-MCV,POS3,3/4"-1-1/4" | 58
75-1344 | KIT,GASKET,MVP-MCV,POS3,1-1/2"-2" | 53
75-1345 | KIT, CONVERSION, 3/4" - 1-1/4" MCV-MVP, P4 | 3571
75-1346 | KIT, CONVERSION, 1-1/2" - 2" MCV-MVP, P4 | 4613
75-1347 | KIT, CONVERSION, 3" MCV, MCR | 3933
75-1348 | KIT, CONVERSION, 4" MCV, MCR | 4647
75-1349 | KIT, CARTRIDGE, 3" MCV, MCR | 1760
75-1350 | KIT, CARTRIDGE, 4" MCV, MCR | 2349
75-1351 | KIT, GASKET, 3" MCV, MCR | 71
75-1352 | KIT, GASKET, 4" MCV, MCR | 88
75-1357 | KIT,GASKET,W/STNR,MCXV,STANDALONE | 53
75-1358 | KIT,CARTRIDGE,MCXV,STANDALONE | 1135
75-1359 | KIT,NEEDLE,CV=0.2,MCXV/C,STANDALONE | 494
75-1360 | KIT,NEEDLE,CV=0.6,MCXV/A,STANDALONE | 494
75-1361 | KIT,NEEDLE,CV=1.0,MCXV/B,STANDALONE | 494
75-1362 | KIT,CONVERSION,CV=0.2,1/2"MCXV,STANDALONE | 3004
75-1363 | KIT, CONVERSION, CV=0.6, 1/2" MCXV, STANDALONE | 3004
75-1364 | KIT,CONVERSION,CV=1.1,1/2"MCXV,STANDALONE | 3004
75-1365 | KIT,VPORT/SEAT,25%,3/4"HA4AO/AK(5#SPR),MVP20-AK/AO | 173
75-1366 | KIT,VPORT/SEAT,50%,3/4"HA4AO/AK(5#SPR),MVP20-AK/AO | 173
75-1367 | KIT,CONVERSION,Cv=0.2,1/2"MCV-MVP,P4 | 3356
75-1368 | KIT,CONVERSION,Cv=0.6,1/2"MCV-MVP,P4 | 3356
75-1369 | KIT,CONVERSION,Cv=1.0,1/2"MCV-MVP,P4 | 3356
75-1370 | KIT,CARTRIDGE,Cv=0.2,MCV-MVP,POS4,1/2" | 963
75-1371 | KIT,CARTRIDGE,Cv=0.6,MCV-MVP,POS4,1/2" | 963
75-1372 | KIT,CARTRIDGE,Cv=1.0,MCV-MVP,POS4,1/2" | 963
75-1373 | KIT,GASKET,MCV-MVP,POS4,1/2" | 49
75-1374 | KIT,HALFSHAFT,MCV-MVP,CV=0.2,POS3,1/2" | 293
75-1375 | KIT,HALFSHAFT,MCV-MVP,CV=0.6,POS3,1/2" | 293
75-1376 | KIT,HALFSHAFT,MCV-MVP,CV=1.0,POS3,1/2" | 293
75-1377 | KIT,CONVERSION,Cv=0.2,1/2" MCV-MVP,P3 | 2884
75-1378 | KIT,CONVERSION,Cv=0.6,1/2",MCV-MVP,P3 | 2884
75-1379 | KIT,CONVERSION,Cv=1.0,1/2" MCV-MVP,P3 | 2884
75-1380 | KIT, CARTRIDGE, MCV-MVP, POS4, 3/4" - 1-1/4" | 754
75-1381 | KIT,V-PORT,3/4"MCV,1-1/4"MCR,CV=6.4,MVP P3 | 504
75-1382 | KIT,V-PORT,1"MCV,CV=11.7,MVP P3 | 504
75-1383 | KIT,V-PORT,1-1/4"MCV,CV=16.4,MVP P3 | 504
75-1384 | KIT, V-PORT, 1-1/2" MCV, CV=35, MVP P3 | 596
75-1385 | KIT,V-PORT,2"MCV,CV=47,MVP P3 | 596
75-1386 | KIT,V-PORT,3/4"MCR,CV=2.2,MVP P3 | 504
75-1387 | KIT,V-PORT,1"MCR,CV=3.9,MVP P3 | 596
75-1388 | KIT,V-PORT,1-1/2"MCR,CV=12,MVP P3 | 871
75-1389 | KIT,V-PORT,2"MCR,CV=16,MVP P3 | 596
75-1390 | KIT, V-PORT, 1-1/2" MCRB, CV=6, MVP P3 | 871
75-1392 | KIT,ACTUATOR UPGRADE,MCV,4",LESS CABLES | 2211
75-1393 | KIT,V-PORT,3" MCRB80,CV=16 | 1073
75-1394 | KIT, V-PORT, 3" MCR80, CV=35 | 1073
75-1395 | KIT,V-PORT,3" MCVB80,CV=66 | 1073
75-1396 | KIT,V-PORT,3" MCV80,CV=104 | 1073
75-1398 | KIT,V-PORT,4" MCR100,CV=47 | 1360
75-1400 | KIT,V-PORT,4" MCV100,CV=166 | 1360
75-1401 | KIT,GASKET,MCV-MVP,POS4,3/4"-1-1/4" | 51
75-1402 | KIT,GASKET,MCV-MVP,POS4,1-1/2"-2" | 54
75-1403 | KIT,V-PORT,MCV-MVP,POS4,3/4"-1-1/4",CV=6.4 | 246
75-1404 | KIT,V-PORT,MCV-MVP,POS4,3/4"-1-1/4",CV=11.7 | 246
75-1405 | KIT,V-PORT,MCV-MVP,POS4,3/4"-1-1/4",CV=16.4 | 246
75-1406 | KIT,V-PORT,MCV-MVP,POS4,1-1/2"-2",CV=35 | 332
75-1407 | KIT,V-PORT,MCV-MVP,POS4,3/4",CV=2.2 | 246
75-1408 | KIT,V-PORT,MCV-MVP,POS4,3/4"-1-1/4",CV=3.9 | 246
75-1409 | KIT,V-PORT,MCV-MVP,POS4,1-1/2"-2",CV=12 | 332
75-1410 | KIT,V-PORT,MCV-MVP,POS4,1-1/2"-2",CV=16 | 332
75-1411 | KIT,V-PORT,MCV-MVP,POS4,1-1/2"-2",CV=47 | 332
75-1412 | KIT,V-PORT,MCV-MVP,POS4,3/4"-1-1/4",50%,CV=1.2 | 375
75-1413 | KIT,V-PORT,MCV-MVP,POS4,3/4"-1-1/4",25%,CV=0.8 | 375
75-1414 | KIT,V-PORT,MCV-MVP,POS4,50%,1-1/2"-2",CV=6.0 | 190
75-1415 | KIT,SPOOL,3/4"-1-1/4"MVP,W/MCV,POS4 | 217
75-1416 | KIT,SPOOL,1-1/2"-2"MVP,W/MCV,POS4 | 332
75-1419 | KIT,TOOL,SPOOL REMOVAL,3" & 4" HMMR | 31
75-1420 | KIT,TOOL,MVP13,POS3,SOLENOID REMOVAL | 128
75-1422 | KIT,DISC STRAINER/ORIFICE,GAS POWERED VLV | 170
75-1425 | STEM KIT,1-1/4" HCK2,HS9B | 114
75-1426 | STEM KIT,5"&6" HCK1,HCK2,HCK5,HS9B | 268
75-1428 | KIT, AM CONVERSION, LOW CAM (LESS MOTOR) RG. A | 1786
75-1429 | KIT, AM CONVERSION, HI CAM (LESS MOTOR) RG. A | 1786
75-1430 | KIT, NAMEPLATE BLANK & HARDWARE | 12
75-1431 | KIT, PLUG, 5" & 6" PRESSURE REGULATOR | 60
75-1432 | KIT, COVER STRAINER, MVP20-32, PAINTED | 99
75-1433 | KIT, SEAT RING, MVP20-32, P3 HCK1 | 336
75-1434 | KIT, COVER, MVP20-32 HCK1-P3 | 193
75-1436 | KIT, BONNET, 3/4" THRU 2", MCV, PLT (P) | 171
75-1438 | KIT, SEAT RING, 3" MVP | 209
75-1439 | KIT, SEAT RING, 4" MVP | 288
75-1440 | KIT, SEAT RING, 3" HS4/HA4 | 148
75-1441 | KIT, SEAT RING, 4" HS4/HA4 | 145
75-1442 | KIT, SEAT RING, 2-1/2" HA4A/HS4A | 157
75-3245 | KIT, SPOOL, 3/4" POS 4 MVP | 105
75-3246 | KIT, SPOOL, 1-1/4" POS 4 MVP | 105
75-3247 | KIT, SPOOL, 1-1/2" - 2" MVP | 167
75-3289 | SPOOL REMOVAL TOOL, MVP | 17
75-3517 | KIT, MV CONVERSION, CABLE DONGLE, MODULATING | 207
77-1000 | KIT, VLT TRANSMITER HOUSING ASSEM. 4-20 MA OUTPUT | 1794
77-1001 | KIT, 500KHZ TRASMITTER ASSY. | 1828
77-1002 | REFLEX LENS KIT HANSEN SEE-LEVELS ONLY | 70
77-1003 | FROST SHIELD KIT FOR USE W/ HANSEN SEE-LEVEL ONLY | 79
77-1004 | INTERNAL READOUT KIT FOR VLT LVL TRANSDUCER PROBE | 722
77-1005 | KIT, TRANS W/COVER & GSKT FOR SHP/SVP PRB 0-5V | 836
77-1006 | VLT TRANSMITTR HOUSING ASSEM. 4-20MA OUTPUT VLTZ-2 | 1828
77-1009 | SINGLE PT SENSOR/SWITCH ADAPT.KIT FOR SEE-LEVEL | 167
77-1010 | SINGLE PT.SENSOR SWTH ADAPT. KIT FOR HENRY LIQ IND | 167
77-1011 | VLTDR TRANSMITTER HOUSING ASSEMBLY, 4-20 MA OUTPUT | 2551
77-1019 | KIT,TRANSMITTER FOR YORK PROBE R134A (02534169000) | 832
77-1022 | LP TRANSMITTER ASSEMBLY KIT FOR NH3 PROBES | 693
77-1023 | LP TRANSMITTER ASSY KIT FOR HALO PROBES | 795
77-1043 | KIT, CLEAR LENS | 101
77-1044 | KIT, FROST SHIELD, EXTENDED, SEE-LEVEL | 88
77-1045 | KIT,RVS REPLACEMENT HEAD,25"-173",3WIRE,DIGITAL | 1115
77-1046 | KIT,TRANSMITTER MULTI-OUTPUT,DIGITAL,VOLTAGE | 940
77-1047 | VLTY-1 TRANSMITER HOUSING ASSY 4-20 MA OUTPUT | 1500
77-1048 | KIT, SHA ELECTRONIC HEAD | 1122
77-1049 | KIT, METAL COVER FOR VLT, HPT, SPS | 44
77-1052 | KIT,SVPLC TRANSMITTER,TRANS PRB FOR LEVEL COLUMN | 948
77-1054 | KIT,ENCLOSURE,VARI-LEVEL | 549
77-1055 | KIT,RETAINING RING,SEE-LEVEL | 81
77-1057 | KIT, TRANS W/COVER & GSKT FOR SHP/SVP PRB 0-10V | 952
77-1058 | KIT, APM LEVEL SENSOR, LOW SIDE & DRAINER | 499
77-1059 | KIT, APM LEVEL SENSOR, HIGH SIDE | 636
77-1060 | KIT, APMF LEVEL SENSOR, LOW SIDE & DRAIN | 510
77-1061 | GASKET KIT, SEE-LEVEL LENSES | 32
77-1062 | KIT, CABLE 4-20mA, MOD420 | 49
78-1001 | SCREEN KIT FOR 1/2" STRAINER 100 MESH | 62
78-1003 | STRAINER SCREEN KIT FOR ST(W)100 (60 MESH) | 109
78-1005 | STRAINER SCREEN KIT FOR 1-1/2, 2" ST200, 60 MESH | 151
78-1006 | STRAINER SCREEN KIT FOR 2-1/2" ST250 | 170
78-1007 | STRAINER SCREEN KIT FOR 3" ST300 | 182
78-1008 | STRAINER SCREEN KIT FOR 4" ST400 | 272
78-1009 | STRAINER SCREEN KIT FOR 5" & 6" | 998
78-1010 | STRAINER KIT FOR APM OR NEAP | 68
78-1013 | STRAINER SCREEN KIT FOR ST(W)100 HEAVY DTY,60 MESH | 182
78-1014 | STRAINER SCREEN KIT FOR ST(W)100 HEVY DTY,100 MESH | 288
78-1015 | KIT,STRAINER BAG,FOR ST100,MVP20-32 | 53
78-1016 | STRAINER BAG KIT FOR ST200 | 67
78-1017 | STRAINER BAG KIT FOR ST250 & ST300 | 72
78-1018 | STRAINER BAG KIT FOR ST400 | 79
78-1020 | STRAINER SCREEN KIT,3/4"-1-1/4"MVP(60 MESH) | 130
78-1022 | KIT, 1/2" STRAINER CAP W/DRAIN CONNECTION | 62
78-1025 | SCREEN KIT, ST200, 100 MESH | 469
78-1026 | SCREEN KIT, ST250 STRAINER, 100 MESH | 656
78-1027 | STRAINER SCREEN KIT, 3/4"-1-1/4"MVP(100 MESH) | 314
TR40 | AC TRANSFORMER,115/230VAC:24VAC(40 VA) | 335
TR92 | AC TRANSFORMER, 115/230VAC:24VAC(92 VA) | 261

## Parts Kits - Control Valve
Part Kits - Quick Reference Guide
Small Solenoid Valves HS6, HS8A, HS8W, HS7
Size | Gasket Kit | Piston Kit | Cartridge Kit | Seal Cap Kit | Flange Gasket* | Screen Kit (STD) | Strainer Cover Gasket | Tube/Plunger Kit
5/32" (4 mm) HS6 | 70-1011 | - | - | 70-1075 | 70-0065 | 78-1001 | 78-0016 | 70-1059
50
1/2" (13mm) HS8A | 70-1005 | 70-1002 | 70-1001 |  | 20
|  | 132 |  | 25 | #N/A | 62 | 20
1/2" (13mm) HS8W | 54 | 70-1132 | 244 | #N/A | - | #N/A | #N/A
|  | 261 | #N/A | #N/A |  | #N/A | #N/A
3/4" (20mm) HS7 | 70-1017 | 70-1019 | 70-1018 | 50-1071 | 70-0132 | 78-1003 | 78-0026 | 147
301
1" (25mm) HS7 |  | 70-1020
| 67 | 321 | 321 | 51 | 20 | 109 | 20
1-1/4" (32mm) HS7 | #N/A | 70-1021 | #N/A | #N/A | #N/A | #N/A | #N/A
| #N/A | 342 | #N/A | #N/A | #N/A | #N/A | #N/A
* If ordering quantity of 12 or more flange gaskets, 50% discount.
HS4A Solenoid Valves & HA4A Regulators
Size | Gasket Kit | Piston Kit | V-Port/Seat Kit | Seal Cap Kit | Flange Gasket* | Adpater Gasket | 1-Port Adpapter Kit | 3-Port Adapter Kit
3/4" (20mm) | 75-1023 | 75-1019 | 75-1020 | 50-1071 | 70-0132 | 75-0489 | 75-1047 | 75-1048
171
1" (25mm) |  |  | 75-1021
| 45 | 192 | 226 | 51 | 20 | 20 | 280 | 472
1-1/4" (32mm) | #N/A | #N/A | 75-1022 | #N/A | #N/A | #N/A | #N/A | #N/A
| #N/A | #N/A | 235 | #N/A | #N/A | #N/A | #N/A | #N/A
1-1/2" (40mm) | 75-1039 | 75-1025 | 75-1029 | 75-1014 | 75-0138 | 75-0113 | 75-1049 | 75-1050
252
2" (50mm) | 54 | 315 | 75-1030 |  | 20 | 20 | 460 | 584
| #N/A | #N/A | 328 |  | #N/A | #N/A | #N/A | #N/A
2-1/2" (65mm) | 75-1040 | 75-1026 | 75-1031 | 96 | 75-0125 | 75-0093 | 75-1051 | 75-1052
| 67 | 409 | 359 | #N/A | 20
3" (80mm) | 75-1041 | 75-1027 | 75-1032 | #N/A | 75-0137 | 26 | 502 | 724
| 72 | 490 | 387 | #N/A | 23
4" (100mm) | 75-1042 | 75-1028 | 75-1033 | 50-1027 | 75-0253 | 75-0233 | 75-1053 | 75-1114
| 79 | 546 | 424 | 110 | 26 | 25 | 731 | 1392
5" (125mm) | 75-1111 | 75-1110 | 75-1112 | 50-1038 | - | 75-0605 | 75-1288 | -
|  |  | 927 |  |  | 75-0606
6" (150mm) | 146 | 1529 | 75-1113 | 182 |  | 51 | 1952
| #N/A | #N/A | 1112 | #N/A |  | 54
Note: Where appropriated, PED versions of above kits are available - contact factory. 5"& 6" Adapter Gasket requires both parts.
Strainers, Flanged or Welded
For Valve Sizes | Cat. No. | 60 Mesh Screen Kit | 100 Mesh Screen Kit | Cover Gasket | Cloth Bag (filter) Kit
5/32" thru 1/2" | ST050 | - | 78-1001 | 78-0016 | -
|  |  | 62 | 20
3/4" thru 1" | ST100 | 78-1003 | 78-1014 | 78-0026 | -
109
| ST100HD | 78-1013 | 288 | 20 | 78-1015
|  | 182 | #N/A | #N/A | 53
1-1/2" thru 2" | ST200 | 78-1005 | 78-1025 | 75-0196 | 78-1016
|  | 151 | 469 | 23 | 67
2-1/2" | ST250 | 78-1006 | 78-1026 | 75-0128 | 78-1017
|  | 170 | 656
3" | ST300 | 78-1007 | - | 26 | 72
|  | 182 |  | #N/A | #N/A
4" | ST400 | 78-1008 | - | 75-0234 | 78-1018
|  | 272 |  | 24 | 79
5" & 6" |  |  | - | 75-0605 | -
| STW500 | 78-1009 |  | 75-0606
| STW600 | 998 |  | 51
54
Note: 5"& 6" Cover Gasket requires both parts.

## Parts Kits - Shutoff Valve
Part Kits - Quick Reference Guide
Shut-off Valves, Screwed Bonnet (GT, AT), Threaded
Size | Gasket Kit | Bonnet O-Ring | Screwed Bonnet Kit | Disc Assembly Kit | Handwheel Kit | Seal Cap Kit
3/8" | 50-1040 | 50-0453 | 50-1041 | 50-1042 | 50-1005 | 50-1036
1/2" |  | 20 | 165 | 83
3/4" | 39 |  |  |  | 54 | 49
1" |  | 50-0017 | 50-1021 | 50-1004
1-1/4" |  | 20 | 194 | 88
Shut-off Valves, Bolted Bonnet (GTB, GSB, GS, AS, ASB, AW, GW), Welded
Size | Gasket Kit | Bonnet Gasket/ O-Ring | Bolted Bonnet Kit | Disc Assembly Kit* | Handwheel Kit | Seal Cap Kit
1/2" | 50-1040 | 50-0805 | 50-1094 | 50-1042 | 50-1005 | 50-1036
3/4" |  | 18 | 194 | 83
1" | 39 | 50-0806 | 50-1095 | 50-1004 | 54 | 49
1-1/4" |  | 18 | 194 | 88
1-1/2" | 50-1023 | 50-0259 | 50-1024 | 50-1025 | 50-1026 | 50-1027
2" | 51 | 20 | 391 | 208 | 89 | 110
2-1/2" | 50-1043 | 50-0310 | 50-1044 | 50-1045 | 50-1037 | 50-1038
3" | 53 | 24 | 508 | 144
4" | 50-1065 | 50-0537 | 50-1066 | 50-1067 | 124 | 182
| 72 | 23 | 693 | 174
5" | 50-1082 | 50-0708 | 50-1080 | 50-1086 | 50-1089 | 50-1091
| 88 | 24 | 1135 | 192
6" | 50-1083 | 50-0709 | 50-1081 | 50-1087 | 189 | 174
| 93 | 43 | 1340 | 240
8" | 50-1084 | 50-0750 | 50-1085 | 50-1088 | 50-1090 | 50-1092
| 177 | 46 | 2487 | 259 | 347
10" | 50-1122 | 50-2223 | 50-1125 | 50-1128 | 50-1131 | 288
| 390 | 54 | 5455 | 311 | 375
12" | 50-1123 | 50-2260 | 50-1126 | 50-1129 | 50-1132 | 50-1134
| 493 | 78 | 7926 | 567
14" | 50-1124 | 50-2243 | 50-1127 | 50-1130 | 954 | 489
| 577 | 95 | 10434 | 712
16" | 50-1196 | 50-2582 | 50-1198 | 50-1200 | 50-1193 | 50-1194
| 1028 | 59 | 20377 | Factory
18" | 50-1197 | 50-2584 | 50-1199 | 50-1201 | 2718 | 661
| 1033 | 77 | 20598 | 877
Note: Kits for Extended Neck Valves (1/2"-4") are also available. *Disc Assembly Kit for 10" above includes seat ring and bonnet O-ring only.
Hand Expansion Valves, Bolted Bonnet (RTB, VTB, VS, RSB, VSB, RW, VW)
Size | Gasket Kit | Bonnet Gasket/ O-Ring | HEV Bolted Bonnet Kit | Throttling Plug Kit (Bolted Bonnet) | Bar Handle Kit | Seal Cap Kit (Yellow)
1/2" | 50-1040 | 50-0805 | 50-1104 | 50-1053 | 50-1012 | 50-1049
|  |  | 170 | 116 |  | 40
3/4" |  | 18 | 50-1105 | 50-1054
|  |  | 211 | 118
1" | 39 |  | 50-1106 | 50-1015 | 50 | 51
|  | 50-0806 | 196 | 157
1-1/4" |  | 18 | 50-1107 | 50-1016
|  |  | 228 | 191
1-1/2" | 50-1023 | 50-0259 | 50-1031 | 50-1046 | 50-1039 | 50-1048
|  |  | 483 | 260
2" | 51 | 20 | 50-1032 | 50-1047 | 69 | 91
|  |  | 459 | 339
2-1/2" | 50-1043 | 50-0310 | 50-1108 | 50-1059 | 50-1051 | 50-1050
|  |  | 732 | 618
3" | 53 | 24 | 50-1078 | 50-1058
|  |  | 640 | 641 | 84 | 88
4" | 50-1065 | 50-0537 | 50-1121 | 50-1063
| 72 | 23 | 809 | 593
Note: Kits for Screwed Bonnet and Extended Neck Valves (1/2"-4") are also available.

## Parts Kits - MVP
Part Kits - Quick Reference Guide
MVP
Position 1 | Size | Gasket Kit | Bonnet Gasket | Bonnet Kit | Disc Assembly Kit | Seal Cap Kit | Handwheel Kit
Shut-off Valve | 1/2" (13mm) | 50-1040 | 50-0805 | 50-1094 | 50-1042 | 50-1036 | 50-1005
| 3/4" (20mm) |  | 18 | 194 | 83
| 1" (25mm) | 39 | 50-0806 | 50-1095 | 50-1004 | 49 | 54
| 1-1/4" (32mm) |  | 18 | 194 | 88
| 1-1/2" (40mm) | 50-1023 | 50-0259 | 50-1024 | 50-1025 | 50-1027 | 50-1026
| 2" (50mm) | 51 | 20 | 391 | 208 | 110 | 89
Position 2 | Size | 60 Mesh Screen Kit | 100 Mesh Screen Kit | Cover Gasket
Strainer | 1/2" (13mm) | - | 78-1001 | 78-0016
|  |  | 62 | 20
| 3/4" (20mm) | 78-1020 | 78-1027 | 50-0806
| 1" (25mm) | 130 | 314 | 18
1-1/4" (32mm)
| 1-1/2" (40mm) | 78-1005 | 78-1025 | 75-0196
| 2" (50mm) | 151 | 469 | 23
Position 3 | Size | Gasket Kit | Piston Kit | V-port/Seat Kit | Seal Cap Kit | Adapter Gasket | 1-Port Adapter Kit | 3-Port Adapter Kit
Solenoid or Regulator | 1/2" (13mm) | 70-1005 | 70-1132 | - | 70-1075 | - | 70-1001 | -
|  | 54 | 261 |  | 25 |  | 244
| 3/4" (20mm) | 75-1023 | 75-1019 | 75-1020 | 50-1071 | 75-0489 | 75-1047 | 75-1048
171
| 1" (25mm) |  |  | 75-1021
|  | 45 | 192 | 226 | 51 | 20 | 280 | 472
| 1-1/4" (32mm) |  |  | 75-1022
235
| 1-1/2" (40mm) | 75-1039 | 75-1025 | 75-1029 | 75-1014 | 75-0113 | 75-1049 | 75-1050
252
| 2" (50mm) | 54 | 315 | 75-1030 | 96 | 20 | 460 | 584
328
Position 3 | Size | Gasket Kit | V-Port/Seat Kit |  |  |  | Cartridge Kit | Actuator Kit
|  |  | MCV |  | MCR/MCX
Motorized Valve (MCV / MCR) | 7/32" (5mm) | 75-1338 | - | - | Cv=0.6 | 75-1375 | 75-1339 | 75-1331
293
| 9/32" (7mm) |  | - | - | Cv=1.1 | 75-1376
|  | 49 |  |  |  | 261 | 1135 | 2211
| 1/16" (2mm) |  | - | - | Cv=0.2 | 75-1374
293
| 3/4" (20mm) | 75-1343 | Cv=6.4 | 75-1381 | Cv=2.2 | 75-1386 | 75-1340 | 75-1332
|  |  |  | 504 |  | 504
| 1" (25mm) |  | Cv=11.7 | 75-1382 | Cv=3.9 | 75-1387
|  | 58 |  | 504 |  | 596 | 1085 | 2211
| 1-1/4" (32mm) |  | Cv=16.4 | 75-1383 | Cv=6.4 | 75-1381
|  |  |  | 504 |  | 504
| 1-1/2" (40mm) | 75-1344 | Cv=35 | 75-1384 | Cv=12 | 75-1388 | 75-1341 | 75-1333
|  |  |  | 596 |  | 871
| 2" (50mm) | 53 | Cv=47 | 75-1385 | Cv=16 | 75-1389 | 1192 | 2211
|  |  |  | 596 |  | 596
Position 4 | Size | Gasket Kit | Bonnet Gasket | Bonnet Kit | Disc Assembly Kit | Seal Cap Kit | Handwheel Kit | Spool or Seat Kit
(-1) Shut-off Valve | 1/2" (13mm) | 50-1040 | 50-0805 | 50-1094 | 50-1042 | 50-1036 | 50-1005 | 75-1302
|  |  | 18 | 194 | 83 |  |  | 90
| 3/4" (20mm) |  | 50-0806 | 50-1095 | 50-1004 |  |  | 75-3246
| 1" (25mm) | 39 |  |  |  | 49 | 54
| 1-1/4" (32mm) |  | 18 | 194 | 88 |  |  | 105
| 1-1/2" (40mm) | 50-1023 | 50-0259 | 50-1024 | 50-1025 | 50-1027 | 50-1026 | 75-3247
| 2" (50mm) | 51 | 20 | 391 | 208 | 110 | 89 | 167
Position 4 | Size | Gasket Kit | Hand Expansion (-2) |  | Stop Check / HEV (-3) |  | Seal Cap Kit (Yellow) | Bar Handle Kit | Spool or Seat Kit
|  |  | Bonnet Kit | Throttl Plug | Bonnet Kit | Throttl Plug
(-2) Hand Expansion or (-3) Stop/check HEV | 1/2" (13mm) | 50-1040 | 50-1104 | 50-1053 | 75-1305 | 75-1304 | 50-1049 | 50-1012 | 75-1302
|  |  | 170 | 116 | 268 | 136 |  |  | 90
| 3/4" (20mm) |  | 75-1248 | 50-1054 | 75-1247 | 75-1257 |  |  | 75-3245
|  |  | 175 | 118 |  | 198 |  |  | 105
| 1" (25mm) | 39 | 50-1106 | 50-1015 |  | 75-1258 | 51 | 50 | 75-3246
|  |  | 196 | 157 | 277 | 196
| 1-1/4" (32mm) |  | 50-1107 | 50-1016 |  | 75-1259 |  |  | 105
|  |  | 228 | 191 |  | 200
| 1-1/2" (40mm) | 50-1023 | 50-1031 | 50-1046 | 75-1252 | 75-1260 | 50-1048 | 50-1039 | 75-3247
|  |  | 483 | 260 |  | 403
| 2" (50mm) | 51 | 50-1032 | 50-1047 | 503 | 75-1261 | 91 | 69 | 167
|  |  | 459 | 339 |  | 413
Position 4 | Size | Gasket Kit | Stop/Check (-4) |  | Check (-5) |  | Seal Cap Kit (Green) | Bar Handle Kit | Spool or Seat Kit
|  |  | Bonnet Kit | Piston Kit | Bonnet Kit | Piston Kit
(-4) Stop/Check or (-5) Check | 1/2" (13mm) | 50-1040 | 75-1305 | 75-1303 | 75-1306 | 75-1303 | 50-1212 | 50-1012 | 75-1302
|  |  | 268 | 146 | 370 | 146 |  |  | 90
| 3/4" (20mm) |  | 75-1247 | 75-1262 | 50-1215 | 75-1262 |  |  | 75-3245
|  |  |  | 153 |  | 153 |  |  | 105
| 1" (25mm) | 39 |  | 75-1263 |  | 75-1263 | 50 | 50 | 75-3246
|  |  | 277 | 158 | 241 | 158
| 1-1/4" (32mm) |  |  | 75-1264 |  | 75-1264 |  |  | 105
|  |  |  | 179 |  | 179
| 1-1/2" (40mm) | 50-1023 | 75-1252 | 75-1265 | 50-1216 | 75-1265 | 50-1213 | 50-1039 | 75-3247
|  |  |  | 292 |  | 292
| 2" (50mm) | 51 | 503 | 75-1266 | 382 | 75-1266 | 110 | 69 | 167
|  |  |  | 304 |  | 304
Position 4 | Size | Gasket Kit | MCX/MRC (-7) |  | Cartridge Kit | Actuator Kit | Spool or Seat Kit
V-Port/Seat Kit
(-7) Motorized Valve (MCX / MCR) | 7/32" (5mm) | 75-1373 | Cv=0.6* | 75-1371 | 75-1358 | 75-1331 | See V-Port Seat Kit
963
| 9/32" (7mm) |  | Cv=1.1* | 75-1372
|  | 49 |  | 963 | 1135 | 2211
| 1/16" (2mm) |  | Cv=0.2* | 75-1370
963
| 3/4" (20mm) | 75-1401 | Cv=2.2 | 75-1407 | 75-1380 | 75-1332 | 75-3245
|  |  |  | 246 |  |  | 105
| 1" (25mm) |  | Cv=3.9 | 75-1408 |  |  | 75-3246
|  | 51 |  | 246 | 754 | 2211
| 1-1/4" (32mm) |  | Cv=6.4 | 75-1403 |  |  | 105
246
| 1-1/2" (40mm) | 75-1402 | Cv=12 | 75-1409 | 75-1342 | 75-1333 | 75-3247
332
| 2" (50mm) | 54 | Cv=16 | 75-1410 | 847 | 2211 | 167
332
* Kit includes needle and seat.